## Moorings
Mooring OOIBARCODE | Ref Des | Serial Number | Deployment Number | Anchor Launch Date | Anchor Launch Time | Recover Date | Latitude | Longitude | Water Depth | Cruise Number | Notes
N00212 | CE04OSSM | CE04OSSM-00001 | 1 | 2015-04-07 | 23:06 | 2016-05-09 | 44° 22.002' N | 124° 56.671' W | 587 | OC1503D |  | 44.3667 | -124.9445

## Asset_Cal_Info
Ref Des | Mooring OOIBARCODE | Mooring Serial Number | Deployment Number | Sensor OOIBARCODE | Sensor Serial Number | Calibration Cofficient Name | Calibration Cofficient Value | Notes
CE04OSSM-SBD11-01-MOPAK0000 | N00212 | CE04OSSM-00001 | 1 | OL000376 | CE04OSSM-00001+MOPAK |  |  | No Calibration Coefficient. The serial number used here is bogus, pending identification of the real serial number.
CE04OSSM-SBD11-02-HYDGN0000 | N00212 | CE04OSSM-00001 | 1 | OL000377 | CE04OSSM-00001+HYDGN1102
CE04OSSM-SBD12-03-HYDGN0000 | N00212 | CE04OSSM-00001 | 1 | OL000378 | CE04OSSM-00001+HYDGN1203
CE04OSSM-SBD11-06-METBKA000 | N00212 | CE04OSSM-00001 | 1 | N00735 | LGR009 | CC_lat | 44.3667
CE04OSSM-SBD11-06-METBKA000 | N00212 | CE04OSSM-00001 | 1 | N00735 | LGR009 | CC_lon | -124.9445
CE04OSSM-SBD11-06-METBKA000 | N00212 | CE04OSSM-00001 | 1 | N00735 | LGR009 | CC_depth_of_conductivity_and_temperature_measurements_m | 1.05
CE04OSSM-SBD11-06-METBKA000 | N00212 | CE04OSSM-00001 | 1 | N00735 | LGR009 | CC_height_of_air_humidity_measurement_m | 4.08
CE04OSSM-SBD11-06-METBKA000 | N00212 | CE04OSSM-00001 | 1 | N00735 | LGR009 | CC_height_of_air_temperature_measurement_m | 4.08
CE04OSSM-SBD11-06-METBKA000 | N00212 | CE04OSSM-00001 | 1 | N00735 | LGR009 | CC_height_of_windspeed_sensor_above_sealevel_m | 4.64
CE04OSSM-SBD11-06-METBKA000 | N00212 | CE04OSSM-00001 | 1 | N00735 | LGR009 | CC_jcool | 1 | Constant.
CE04OSSM-SBD11-06-METBKA000 | N00212 | CE04OSSM-00001 | 1 | N00735 | LGR009 | CC_jwarm | 1 | Constant.
CE04OSSM-SBD11-06-METBKA000 | N00212 | CE04OSSM-00001 | 1 | N00735 | LGR009 | CC_zinvpbl | 600 | Constant.
CE04OSSM-SBD11-04-VELPTA000 | N00212 | CE04OSSM-00001 | 1 | A01021 | AQD 11748 | CC_lat | 44.3667
CE04OSSM-SBD11-04-VELPTA000 | N00212 | CE04OSSM-00001 | 1 | A01021 | AQD 11748 | CC_lon | -124.9445
CE04OSSM-RID26-04-VELPTA000 | N00212 | CE04OSSM-00001 | 1 | A01020 | AQD 11787 | CC_lat | 44.3667
CE04OSSM-RID26-04-VELPTA000 | N00212 | CE04OSSM-00001 | 1 | A01020 | AQD 11787 | CC_lon | -124.9445
CE04OSSM-SBD12-04-PCO2AA000 | N00212 | CE04OSSM-00001 | 1 | A01048 | 33-199-50A |  |  | No Calibration Coefficient
CE04OSSM-SBD12-05-WAVSSA000 | N00212 | CE04OSSM-00001 | 1 | A00796 | 5301 | CC_lat | 44.3667
CE04OSSM-SBD12-05-WAVSSA000 | N00212 | CE04OSSM-00001 | 1 | A00796 | 5301 | CC_lon | -124.9445
CE04OSSM-RID26-01-ADCPTC000 | N00212 | CE04OSSM-00001 | 1 | A00244 | 19002 | CC_depth | 5000
CE04OSSM-RID26-01-ADCPTC000 | N00212 | CE04OSSM-00001 | 1 | A00244 | 19002 | CC_lat | 44.3667
CE04OSSM-RID26-01-ADCPTC000 | N00212 | CE04OSSM-00001 | 1 | A00244 | 19002 | CC_lon | -124.9445
CE04OSSM-RID26-01-ADCPTC000 | N00212 | CE04OSSM-00001 | 1 | A00244 | 19002 | CC_scale_factor1 | 0.45
CE04OSSM-RID26-01-ADCPTC000 | N00212 | CE04OSSM-00001 | 1 | A00244 | 19002 | CC_scale_factor2 | 0.45
CE04OSSM-RID26-01-ADCPTC000 | N00212 | CE04OSSM-00001 | 1 | A00244 | 19002 | CC_scale_factor3 | 0.45
CE04OSSM-RID26-01-ADCPTC000 | N00212 | CE04OSSM-00001 | 1 | A00244 | 19002 | CC_scale_factor4 | 0.45
CE04OSSM-RID26-06-PHSEND000 | N00212 | CE04OSSM-00001 | 1 | A00662 | P0124 | CC_ea434 | 17533
CE04OSSM-RID26-06-PHSEND000 | N00212 | CE04OSSM-00001 | 1 | A00662 | P0124 | CC_ea578 | 101
CE04OSSM-RID26-06-PHSEND000 | N00212 | CE04OSSM-00001 | 1 | A00662 | P0124 | CC_eb434 | 2229
CE04OSSM-RID26-06-PHSEND000 | N00212 | CE04OSSM-00001 | 1 | A00662 | P0124 | CC_eb578 | 38502
CE04OSSM-RID26-06-PHSEND000 | N00212 | CE04OSSM-00001 | 1 | A00662 | P0124 | CC_ind_off | 0
CE04OSSM-RID26-06-PHSEND000 | N00212 | CE04OSSM-00001 | 1 | A00662 | P0124 | CC_ind_slp | 1
CE04OSSM-RID26-06-PHSEND000 | N00212 | CE04OSSM-00001 | 1 | A00662 | P0124 | CC_psal | 35 | Constant
CE04OSSM-RID27-01-OPTAAD000 | N00212 | CE04OSSM-00001 | 1 | A00907 | ACS-183 | CC_cwlngth | [401.60000000, 404.80000000, 408.00000000, 411.20000000, 414.40000000, 418.00000000, 422.10000000, 426.00000000, 429.70000000, 433.30000000, 437.30000000, 440.70000000, 445.10000000, 449.30000000, 453.80000000, 458.00000000, 461.70000000, 465.90000000, 470.30000000, 475.40000000, 479.60000000, 484.30000000, 488.70000000, 492.80000000, 497.20000000, 501.70000000, 506.10000000, 510.70000000, 515.40000000, 520.40000000, 524.40000000, 528.90000000, 533.00000000, 537.50000000, 541.80000000, 546.40000000, 550.90000000, 555.70000000, 559.40000000, 564.20000000, 568.50000000, 572.70000000, 576.40000000, 580.70000000, 584.40000000, 588.30000000, 592.70000000, 597.20000000, 601.80000000, 606.60000000, 611.20000000, 615.50000000, 620.20000000, 624.50000000, 629.00000000, 633.00000000, 637.30000000, 641.80000000, 646.10000000, 650.40000000, 654.90000000, 659.30000000, 663.60000000, 667.70000000, 672.10000000, 676.30000000, 680.30000000, 684.20000000, 688.20000000, 692.00000000, 695.70000000, 699.40000000, 702.80000000, 706.70000000, 710.00000000, 713.90000000, 717.40000000, 720.50000000, 724.10000000, 727.60000000, 730.50000000]
CE04OSSM-RID27-01-OPTAAD000 | N00212 | CE04OSSM-00001 | 1 | A00907 | ACS-183 | CC_ccwo | [ -1.19107600, -1.10725100, -1.02706300, -0.95018400, -0.88244500, -0.81689400, -0.74798700, -0.68500000, -0.63678500, -0.57904700, -0.52855600, -0.47606300, -0.42453400, -0.37973400, -0.33344600, -0.29473600, -0.25508300, -0.21962200, -0.17736600, -0.14237700, -0.10886000, -0.07537800, -0.04263000, -0.01173600, 0.01869600, 0.04574400, 0.07217800, 0.09638800, 0.11929800, 0.14292600, 0.16528200, 0.18769700, 0.20666000, 0.22037600, 0.24713100, 0.26679600, 0.28899400, 0.30470000, 0.32501500, 0.34204500, 0.35793300, 0.37095200, 0.37774300, 0.38220500, 0.38317300, 0.37765800, 0.36579500, 0.34879500, 0.33586900, 0.32988300, 0.33731700, 0.34594200, 0.35530900, 0.36377700, 0.37490600, 0.37893100, 0.38577400, 0.39277600, 0.39501200, 0.39331400, 0.38752600, 0.38312700, 0.38138100, 0.38307400, 0.38536700, 0.38630800, 0.38186400, 0.37062300, 0.35404600, 0.32843400, 0.29148400, 0.24599900, 0.18623600, 0.10898200, 0.01300600, -0.10478300, -0.24544500, -0.40967700, -0.60747500, -0.82026200, -0.96297100]
CE04OSSM-RID27-01-OPTAAD000 | N00212 | CE04OSSM-00001 | 1 | A00907 | ACS-183 | CC_tcal | 19.9
CE04OSSM-RID27-01-OPTAAD000 | N00212 | CE04OSSM-00001 | 1 | A00907 | ACS-183 | CC_tbins | [ 1.64886600, 2.40191200, 3.44972000, 4.46475400, 5.47627900, 6.48282100, 7.46593700, 8.47520000, 9.49809500, 10.49842100, 11.49333300, 12.47789500, 13.46882400, 14.48294100, 15.50187500, 16.49647100, 17.50187500, 18.45866700, 19.46687500, 20.46800000, 21.49133300, 22.49285700, 23.48769200, 24.50071400, 25.53866700, 26.56653800, 27.49966700, 28.48000000, 29.49909100, 30.48294100, 31.49555600, 32.50435900, 33.49542900, 34.51303000, 35.49093700, 36.47275900, 37.50935500, 38.42326900]
CE04OSSM-RID27-01-OPTAAD000 | N00212 | CE04OSSM-00001 | 1 | A00907 | ACS-183 | CC_awlngth | [401.00000000, 404.80000000, 407.80000000, 411.00000000, 413.90000000, 417.40000000, 421.70000000, 425.60000000, 429.00000000, 433.30000000, 436.40000000, 440.30000000, 444.60000000, 449.00000000, 453.20000000, 457.40000000, 461.30000000, 465.40000000, 470.10000000, 474.50000000, 479.00000000, 483.80000000, 488.00000000, 492.10000000, 496.50000000, 500.90000000, 505.40000000, 510.10000000, 514.60000000, 519.20000000, 523.70000000, 528.00000000, 532.00000000, 536.60000000, 540.80000000, 545.60000000, 549.90000000, 554.10000000, 558.60000000, 563.00000000, 567.60000000, 571.50000000, 575.80000000, 579.50000000, 583.40000000, 589.00000000, 593.20000000, 597.70000000, 602.10000000, 606.60000000, 611.30000000, 616.40000000, 620.40000000, 624.70000000, 628.90000000, 633.00000000, 637.20000000, 641.70000000, 645.80000000, 650.20000000, 654.70000000, 659.00000000, 663.20000000, 667.50000000, 671.60000000, 676.00000000, 679.80000000, 683.80000000, 687.60000000, 691.30000000, 695.00000000, 698.80000000, 702.10000000, 705.90000000, 709.50000000, 712.90000000, 716.50000000, 719.70000000, 723.70000000, 726.70000000, 729.90000000]
CE04OSSM-RID27-01-OPTAAD000 | N00212 | CE04OSSM-00001 | 1 | A00907 | ACS-183 | CC_acwo | [ -0.86960900, -0.74015900, -0.65128800, -0.59212300, -0.55333800, -0.52610200, -0.50353500, -0.48477300, -0.46427400, -0.44470600, -0.42214700, -0.39799000, -0.37167800, -0.34468600, -0.31594700, -0.28624600, -0.25582100, -0.22502700, -0.19386800, -0.16279100, -0.13148800, -0.10049200, -0.06888300, -0.03751900, -0.00702500, 0.02272100, 0.05137900, 0.07905700, 0.10734000, 0.13694800, 0.16649600, 0.19551300, 0.22428300, 0.25347600, 0.28107200, 0.30804100, 0.33444500, 0.36110200, 0.38720300, 0.41244000, 0.43554000, 0.45550500, 0.47196100, 0.48394000, 0.49143400, 0.48816500, 0.48492200, 0.47814000, 0.47508900, 0.48089700, 0.49431300, 0.51170000, 0.52923000, 0.54701800, 0.56364500, 0.57963800, 0.59495300, 0.60867900, 0.61951600, 0.62647600, 0.63020800, 0.63354300, 0.63970600, 0.64883600, 0.65849000, 0.66643700, 0.67016300, 0.66817100, 0.65872800, 0.64093200, 0.61357900, 0.57583500, 0.52494500, 0.45672300, 0.36886100, 0.26089100, 0.12891800, -0.02860900, -0.21243300, -0.41537500, -0.62625700]
CE04OSSM-RID27-01-OPTAAD000 | N00212 | CE04OSSM-00001 | 1 | A00907 | ACS-183 | CC_taarray | SheetRef:ACS183_CC_taarray
CE04OSSM-RID27-01-OPTAAD000 | N00212 | CE04OSSM-00001 | 1 | A00907 | ACS-183 | CC_tcarray | SheetRef:ACS183_CC_tcarray
CE04OSSM-RID27-02-FLORTD000 | N00212 | CE04OSSM-00001 | 1 | A00696 | 1151 | CC_dark_counts_volume_scatter | 53
CE04OSSM-RID27-02-FLORTD000 | N00212 | CE04OSSM-00001 | 1 | A00696 | 1151 | CC_scale_factor_volume_scatter | 1.877e-06
CE04OSSM-RID27-02-FLORTD000 | N00212 | CE04OSSM-00001 | 1 | A00696 | 1151 | CC_dark_counts_chlorophyll_a | 48
CE04OSSM-RID27-02-FLORTD000 | N00212 | CE04OSSM-00001 | 1 | A00696 | 1151 | CC_scale_factor_chlorophyll_a | 0.0073
CE04OSSM-RID27-02-FLORTD000 | N00212 | CE04OSSM-00001 | 1 | A00696 | 1151 | CC_dark_counts_cdom | 41
CE04OSSM-RID27-02-FLORTD000 | N00212 | CE04OSSM-00001 | 1 | A00696 | 1151 | CC_scale_factor_cdom | 0.0902
CE04OSSM-RID27-02-FLORTD000 | N00212 | CE04OSSM-00001 | 1 | A00696 | 1151 | CC_scattering_angle | 117 | Constant
CE04OSSM-RID27-02-FLORTD000 | N00212 | CE04OSSM-00001 | 1 | A00696 | 1151 | CC_measurement_wavelength | 700 | Constant
CE04OSSM-RID27-02-FLORTD000 | N00212 | CE04OSSM-00001 | 1 | A00696 | 1151 | CC_angular_resolution | 1.08 | Constant
CE04OSSM-RID27-02-FLORTD000 | N00212 | CE04OSSM-00001 | 1 | A00696 | 1151 | CC_depolarization_ratio | 0.039 | Constant
CE04OSSM-RID27-03-CTDBPC000 | N00212 | CE04OSSM-00001 | 1 | A01033 | 16-50012 | CC_lat | 44.3667
CE04OSSM-RID27-03-CTDBPC000 | N00212 | CE04OSSM-00001 | 1 | A01033 | 16-50012 | CC_lon | -124.9445
CE04OSSM-RID27-03-CTDBPC000 | N00212 | CE04OSSM-00001 | 1 | A01033 | 16-50012 | CC_a0 | 0.0012541
CE04OSSM-RID27-03-CTDBPC000 | N00212 | CE04OSSM-00001 | 1 | A01033 | 16-50012 | CC_a1 | 0.00027486
CE04OSSM-RID27-03-CTDBPC000 | N00212 | CE04OSSM-00001 | 1 | A01033 | 16-50012 | CC_a2 | -1.1763e-06
CE04OSSM-RID27-03-CTDBPC000 | N00212 | CE04OSSM-00001 | 1 | A01033 | 16-50012 | CC_a3 | 1.8404e-07
CE04OSSM-RID27-03-CTDBPC000 | N00212 | CE04OSSM-00001 | 1 | A01033 | 16-50012 | CC_ptempa0 | -59.2784
CE04OSSM-RID27-03-CTDBPC000 | N00212 | CE04OSSM-00001 | 1 | A01033 | 16-50012 | CC_ptempa1 | 53.6582
CE04OSSM-RID27-03-CTDBPC000 | N00212 | CE04OSSM-00001 | 1 | A01033 | 16-50012 | CC_ptempa2 | -0.35581
CE04OSSM-RID27-03-CTDBPC000 | N00212 | CE04OSSM-00001 | 1 | A01033 | 16-50012 | CC_ptca0 | 524875.411
CE04OSSM-RID27-03-CTDBPC000 | N00212 | CE04OSSM-00001 | 1 | A01033 | 16-50012 | CC_ptca1 | -18.3216
CE04OSSM-RID27-03-CTDBPC000 | N00212 | CE04OSSM-00001 | 1 | A01033 | 16-50012 | CC_ptca2 | 0.17927
CE04OSSM-RID27-03-CTDBPC000 | N00212 | CE04OSSM-00001 | 1 | A01033 | 16-50012 | CC_ptcb0 | 25.1006
CE04OSSM-RID27-03-CTDBPC000 | N00212 | CE04OSSM-00001 | 1 | A01033 | 16-50012 | CC_ptcb1 | 0.000325
CE04OSSM-RID27-03-CTDBPC000 | N00212 | CE04OSSM-00001 | 1 | A01033 | 16-50012 | CC_ptcb2 | 0
CE04OSSM-RID27-03-CTDBPC000 | N00212 | CE04OSSM-00001 | 1 | A01033 | 16-50012 | CC_pa0 | -0.14623
CE04OSSM-RID27-03-CTDBPC000 | N00212 | CE04OSSM-00001 | 1 | A01033 | 16-50012 | CC_pa1 | 0.00048716
CE04OSSM-RID27-03-CTDBPC000 | N00212 | CE04OSSM-00001 | 1 | A01033 | 16-50012 | CC_pa2 | -5.9565e-12
CE04OSSM-RID27-03-CTDBPC000 | N00212 | CE04OSSM-00001 | 1 | A01033 | 16-50012 | CC_g | -0.9794
CE04OSSM-RID27-03-CTDBPC000 | N00212 | CE04OSSM-00001 | 1 | A01033 | 16-50012 | CC_h | 0.13973
CE04OSSM-RID27-03-CTDBPC000 | N00212 | CE04OSSM-00001 | 1 | A01033 | 16-50012 | CC_i | -0.00026729
CE04OSSM-RID27-03-CTDBPC000 | N00212 | CE04OSSM-00001 | 1 | A01033 | 16-50012 | CC_j | 4.0019e-05
CE04OSSM-RID27-03-CTDBPC000 | N00212 | CE04OSSM-00001 | 1 | A01033 | 16-50012 | CC_cpcor | -9.57e-08
CE04OSSM-RID27-03-CTDBPC000 | N00212 | CE04OSSM-00001 | 1 | A01033 | 16-50012 | CC_ctcor | 3.25e-06
CE04OSSM-RID27-04-DOSTAD000 | N00212 | CE04OSSM-00001 | 1 | A00802 | 291 | CC_lat | 44.3667
CE04OSSM-RID27-04-DOSTAD000 | N00212 | CE04OSSM-00001 | 1 | A00802 | 291 | CC_lon | -124.9445
CE04OSSM-RID27-04-DOSTAD000 | N00212 | CE04OSSM-00001 | 1 | A00802 | 291 | CC_csv | [2.754729E-03,1.176551E-04,2.306615E-06,2.286338E+02,-3.659853E-01,-5.957328E+01,4.546048E+00]
CE04OSSM-RID26-07-NUTNRB000 | N00212 | CE04OSSM-00001 | 1 | A00125 | 256 | CC_lower_wavelength_limit_for_spectra_fit | 217 | Constant
CE04OSSM-RID26-07-NUTNRB000 | N00212 | CE04OSSM-00001 | 1 | A00125 | 256 | CC_upper_wavelength_limit_for_spectra_fit | 240 | Constant
CE04OSSM-RID26-07-NUTNRB000 | N00212 | CE04OSSM-00001 | 1 | A00125 | 256 | CC_cal_temp | 20.0356
CE04OSSM-RID26-07-NUTNRB000 | N00212 | CE04OSSM-00001 | 1 | A00125 | 256 | CC_wl | [191.08, 191.87, 192.65, 193.43, 194.22, 195.0, 195.79, 196.57, 197.36, 198.14, 198.93, 199.71, 200.5, 201.28, 202.07, 202.86, 203.64, 204.43, 205.22, 206.01, 206.79, 207.58, 208.37, 209.16, 209.95, 210.74, 211.53, 212.32, 213.11, 213.9, 214.69, 215.48, 216.27, 217.06, 217.85, 218.64, 219.43, 220.22, 221.02, 221.81, 222.6, 223.39, 224.19, 224.98, 225.77, 226.57, 227.36, 228.15, 228.95, 229.74, 230.54, 231.33, 232.13, 232.92, 233.72, 234.51, 235.31, 236.1, 236.9, 237.69, 238.49, 239.29, 240.08, 240.88, 241.68, 242.47, 243.27, 244.07, 244.87, 245.66, 246.46, 247.26, 248.06, 248.86, 249.65, 250.45, 251.25, 252.05, 252.85, 253.65, 254.45, 255.25, 256.05, 256.85, 257.65, 258.45, 259.25, 260.05, 260.85, 261.65, 262.45, 263.25, 264.05, 264.85, 265.65, 266.45, 267.25, 268.06, 268.86, 269.66, 270.46, 271.26, 272.06, 272.87, 273.67, 274.47, 275.27, 276.07, 276.88, 277.68, 278.48, 279.28, 280.09, 280.89, 281.69, 282.49, 283.3, 284.1, 284.9, 285.71, 286.51, 287.31, 288.12, 288.92, 289.72, 290.53, 291.33, 292.13, 292.94, 293.74, 294.55, 295.35, 296.15, 296.96, 297.76, 298.57, 299.37, 300.17, 300.98, 301.78, 302.59, 303.39, 304.19, 305.0, 305.8, 306.61, 307.41, 308.22, 309.02, 309.82, 310.63, 311.43, 312.24, 313.04, 313.85, 314.65, 315.45, 316.26, 317.06, 317.87, 318.67, 319.48, 320.28, 321.08, 321.89, 322.69, 323.5, 324.3, 325.1, 325.91, 326.71, 327.52, 328.32, 329.13, 329.93, 330.73, 331.54, 332.34, 333.14, 333.95, 334.75, 335.56, 336.36, 337.16, 337.97, 338.77, 339.57, 340.38, 341.18, 341.98, 342.79, 343.59, 344.39, 345.2, 346.0, 346.8, 347.6, 348.41, 349.21, 350.01, 350.82, 351.62, 352.42, 353.22, 354.02, 354.83, 355.63, 356.43, 357.23, 358.03, 358.83, 359.64, 360.44, 361.24, 362.04, 362.84, 363.64, 364.44, 365.24, 366.04, 366.84, 367.64, 368.45, 369.25, 370.05, 370.85, 371.64, 372.44, 373.24, 374.04, 374.84, 375.64, 376.44, 377.24, 378.04, 378.84, 379.63, 380.43, 381.23, 382.03, 382.83, 383.62, 384.42, 385.22, 386.02, 386.81, 387.61, 388.41, 389.2, 390.0, 390.8, 391.59, 392.39, 393.18, 393.98, 394.77]
CE04OSSM-RID26-07-NUTNRB000 | N00212 | CE04OSSM-00001 | 1 | A00125 | 256 | CC_eno3 | [-0.00153893, -0.01296093, 0.00571804, 0.00793299, 0.00353377, -0.00024489, 0.0037507, 0.0185944, 0.00729003, -0.00736358, 0.00254914, -0.00022659, 0.00609461, 0.00122931, 0.00145625, 0.0058616, 0.00314073, -0.0040808, 0.0004694, 0.00003138, 0.00636804, 0.00187834, 0.00374725, 0.00545161, 0.00632882, 0.00664332, 0.00656266, 0.00633246, 0.00611061, 0.00586779, 0.00554005, 0.00519233, 0.00494044, 0.00461674, 0.00428336, 0.00396973, 0.00367012, 0.0033591, 0.00306032, 0.0027723, 0.00249877, 0.00224942, 0.00198916, 0.00175306, 0.00154146, 0.00133967, 0.00115306, 0.00099092, 0.00085391, 0.00071936, 0.00059895, 0.00050137, 0.000417, 0.00036257, 0.00028483, 0.00022419, 0.00019358, 0.00015606, 0.00012733, 0.00008862, 0.00005638, 0.00004833, 0.00003613, 0.00002697, 0.00000767, 0.00000032, 0.00000319, -0.00001396, -0.00001103, -0.00000526, -0.00001526, -0.00001636, -0.00001705, -0.00000921, -0.00000808, -0.0000097, -0.00001965, 0.00000314, 0.00001173, 0.00000896, -0.00002704, -0.0000011, -0.00000277, 0.00002177, -0.00000722, 0.00001877, 0.00002502, 0.00002107, -0.00000096, 0.00001833, 0.00002015, 0.00002438, 0.0000112, 0.00001856, 0.00003341, 0.00006647, 0.00004837, 0.00003944, 0.00006026, 0.00005015, 0.00003976, 0.00004133, 0.0000494, 0.00008077, 0.00006177, 0.00006382, 0.00007928, 0.0000916, 0.00009681, 0.00007693, 0.00009322, 0.00008046, 0.00006789, 0.00007919, 0.00010024, 0.00009106, 0.00011019, 0.00008643, 0.0001169, 0.00011428, 0.00011231, 0.00009903, 0.00011426, 0.00011823, 0.0001359, 0.00015161, 0.00015608, 0.00014229, 0.00016459, 0.00016707, 0.00014645, 0.00016598, 0.00016486, 0.00015902, 0.00016953, 0.00015206, 0.00016121, 0.00015028, 0.00015998, 0.00017355, 0.00018728, 0.0002046, 0.00018383, 0.0001785, 0.00020436, 0.00020349, 0.00020759, 0.00019982, 0.00021001, 0.00022356, 0.0002109, 0.00024634, 0.00022523, 0.00023721, 0.00023849, 0.00023789, 0.00022915, 0.00023245, 0.0002467, 0.00022976, 0.00023007, 0.00024287, 0.00025618, 0.00024341, 0.000245, 0.00024725, 0.00026869, 0.00026724, 0.00025126, 0.00029824, 0.00028892, 0.00030272, 0.00031889, 0.00032885, 0.00033023, 0.00029738, 0.00027433, 0.00027826, 0.00029068, 0.00029595, 0.00029799, 0.00030872, 0.00031408, 0.00031175, 0.0002983, 0.00033034, 0.00030884, 0.00034927, 0.00034345, 0.00033638, 0.00035808, 0.00033581, 0.00036695, 0.00035029, 0.00037223, 0.00038723, 0.00040103, 0.00034158, 0.00037077, 0.00034301, 0.00035566, 0.00031601, 0.00034409, 0.00038989, 0.00041672, 0.00037125, 0.00037198, 0.00036913, 0.0003877, 0.00037407, 0.00036391, 0.00040312, 0.00041236, 0.00041068, 0.00043244, 0.00042957, 0.0004317, 0.00044017, 0.00045902, 0.00042085, 0.00040407, 0.00040824, 0.00039169, 0.00043907, 0.00040901, 0.00041883, 0.00039391, 0.00043346, 0.00046347, 0.0004799, 0.00048522, 0.00045515, 0.00048052, 0.0004752, 0.00042039, 0.0004781, 0.00047769, 0.00047362, 0.00046359, 0.00045865, 0.00055119, 0.00054144, 0.00055783, 0.00048375, 0.00046798, 0.00047082, 0.00046099, 0.00043604, 0.00049872, 0.00052139, 0.00050895, 0.00053283, 0.00051943, 0.00058936, 0.00062908, 0.00063215]
CE04OSSM-RID26-07-NUTNRB000 | N00212 | CE04OSSM-00001 | 1 | A00125 | 256 | CC_eswa | [0.00430185, 0.0053436, -0.00529714, 0.00293201, 0.01399121, 0.00203805, 0.00815202, 0.00294775, 0.01797097, 0.02231794, 0.02312883, 0.02984945, 0.04552852, 0.06469191, 0.05731687, 0.06340399, 0.06414742, 0.06874845, 0.06528767, 0.06465205, 0.06095864, 0.05849528, 0.05173996, 0.04443991, 0.03865406, 0.03253644, 0.02695645, 0.02229703, 0.01833337, 0.01494642, 0.01214173, 0.00984135, 0.00788563, 0.00633193, 0.0050494, 0.00401019, 0.00318451, 0.00250462, 0.00196152, 0.00152957, 0.00120179, 0.0009177, 0.00073224, 0.00055946, 0.00043367, 0.00036064, 0.00029045, 0.00021146, 0.00017613, 0.00014467, 0.00013101, 0.0000949, 0.00008274, 0.0000562, 0.00004178, 0.00004407, 0.00002084, 0.0000173, 0.00001003, 0.00002438, 0.00002416, 0.00000527, 0.00000174, 0.00000248, 0.00000857, 0.00000424, 0.00000498, 0.00000645, -0.0000025, -0.00001013, -0.00000176, 0.00000432, -0.00001477, 0.00000931, -0.00000682, -0.00000334, -0.00001142, -0.00001579, -0.00000415, -0.00000877, 0.00002114, -0.00000896, 0.00000368, -0.00000105, 0.00002265, -0.00000115, 0.00000105, 0.00002031, 0.00003278, 0.00001446, 0.00001463, 0.00002452, 0.00001728, -0.00000136, -0.00000118, -0.00000796, 0.00000939, 0.00001537, 0.00000192, 0.00001061, 0.00001669, 0.00002342, 0.00000762, 0.00000289, 0.00002556, 0.00003078, 0.00001657, 0.00000826, 0.00001218, 0.00003826, 0.00006273, 0.00003262, 0.00006821, 0.00005689, 0.00004046, 0.00004901, 0.00004974, 0.00009475, 0.00004902, 0.00004763, 0.00003861, 0.00007932, 0.00005424, 0.00007687, 0.00004947, 0.00004711, 0.00006705, 0.00007744, 0.00005928, 0.00007146, 0.00010563, 0.00008828, 0.00008868, 0.00009447, 0.00008671, 0.00008204, 0.00010627, 0.00009708, 0.00011037, 0.00007335, 0.00009847, 0.00009878, 0.0001206, 0.00011821, 0.00011731, 0.00010798, 0.00013902, 0.00012856, 0.00013259, 0.00014126, 0.00015012, 0.00011463, 0.00013138, 0.00014085, 0.00014631, 0.00016846, 0.00014992, 0.000179, 0.00017029, 0.0002051, 0.0001871, 0.00018655, 0.00019438, 0.00023999, 0.0002098, 0.0002003, 0.00021818, 0.00021883, 0.00021524, 0.00019979, 0.00019935, 0.00021855, 0.00022268, 0.0001944, 0.00021556, 0.00024717, 0.00022689, 0.00023202, 0.00024613, 0.00023479, 0.0002621, 0.00022951, 0.00029545, 0.00028644, 0.0003242, 0.00026649, 0.00031127, 0.00029092, 0.00030326, 0.00027693, 0.00028371, 0.00029471, 0.00026763, 0.00026588, 0.00024272, 0.00024939, 0.00028482, 0.00029589, 0.00031857, 0.00036141, 0.0003669, 0.00037958, 0.0003476, 0.00032433, 0.00032979, 0.00035393, 0.00035075, 0.00036628, 0.00038038, 0.00042062, 0.00043068, 0.00038539, 0.00040268, 0.00038468, 0.00040215, 0.00034737, 0.0003784, 0.00038996, 0.00032973, 0.00040408, 0.00043537, 0.00049507, 0.00048605, 0.00038912, 0.0004695, 0.00048011, 0.00054067, 0.0004526, 0.00044915, 0.00042964, 0.0004614, 0.00045947, 0.000422, 0.00039387, 0.00051433, 0.00042857, 0.00043207, 0.00048824, 0.0005038, 0.00052455, 0.00043944, 0.00043048, 0.00050185, 0.00049843, 0.00047707, 0.00047313, 0.00050769, 0.00057373, 0.00049982, 0.00052738, 0.00053413, 0.00051268, 0.00054236, 0.00048163, 0.0005584, 0.00056236]
CE04OSSM-RID26-07-NUTNRB000 | N00212 | CE04OSSM-00001 | 1 | A00125 | 256 | CC_di | [15.85330428, 20.74219317, 22.77923021, 23.74219317, 21.77923021, 23.74219317, 27.59404503, 32.11256354, 31.74219317, 54.55700799, 126.40885984, 328.59404503, 781.85330428, 1657.70515614, 3000.3718228, 4904.26071169, 6986.07552651, 8904.26071169, 10401.03848947, 11434.70515614, 12118.29774873, 12612.81626725, 13075.03848947, 13577.51997095, 14206.6681191, 14997.85330428, 15959.63108206, 17124.89034132, 18477.22367466, 20013.44589688, 21684.59404503, 23449.00145243, 25190.33478577, 26844.33478577, 28268.03848947, 29353.63108206, 30026.63108206, 30231.85330428, 29941.03848947, 29260.6681191, 28242.74219317, 27055.44589688, 25828.44589688, 24642.9644154, 23591.3718228, 22738.14960058, 22067.22367466, 21606.6681191, 21362.3718228, 21307.59404503, 21427.85330428, 21734.3718228, 22179.7792302099, 22785.51997095, 23509.00145243, 24341.6681191, 25259.51997095, 26236.89034132, 27238.48293391, 28230.92737836, 29166.89034132, 29968.89034132, 30609.18663762, 31030.00145243, 31158.29774873, 31019.74219317, 30588.70515614, 29854.29774873, 28909.00145243, 27778.85330428, 26546.59404503, 25282.14960058, 24008.29774873, 22793.11256354, 21671.03848947, 20653.14960058, 19739.74219317, 18933.18663762, 18229.11256354, 17647.92737836, 17155.63108206, 16746.63108206, 16437.26071169, 16223.51997095, 16088.63108206, 16027.00145243, 16053.74219317, 16152.18663762, 16325.44589688, 16571.81626725, 16866.55700799, 17228.59404503, 17630.63108206, 18067.89034132, 18529.7792302099, 18995.51997095, 19426.51997095, 19806.55700799, 20109.85330428, 20309.85330428, 20387.81626725, 20318.00145243, 20115.70515614, 19770.07552651, 19307.03848947, 18737.00145243, 18110.70515614, 17443.44589688, 16758.74219317, 16090.40885984, 15438.81626725, 14832.63108206, 14277.03848947, 13774.6681191, 13330.18663762, 12948.07552651, 12608.00145243, 12330.33478577, 12116.3718228, 11946.18663762, 11825.26071169, 11760.11256354, 11740.22367466, 11774.11256354, 11852.74219317, 11966.77923021, 12134.81626725, 12341.89034132, 12577.81626725, 12858.6681191, 13164.3718228, 13504.33478577, 13870.3718228, 14258.29774873, 14657.77923021, 15075.48293391, 15504.03848947, 15920.85330428, 16352.07552651, 16756.00145243, 17137.3718228, 17504.85330428, 17827.89034132, 18111.63108206, 18351.26071169, 18524.70515614, 18642.74219317, 18712.92737836, 18693.03848947, 18607.14960058, 18470.11256354, 18267.22367466, 18011.44589688, 17725.81626725, 17372.9644154, 16996.3718228, 16606.29774873, 16189.18663762, 15774.63108206, 15356.18663762, 14938.55700799, 14545.70515614, 14162.40885984, 13792.92737836, 13439.51997095, 13097.3718228, 12759.9644154, 12443.74219317, 12131.26071169, 11814.63108206, 11504.55700799, 11207.63108206, 10926.51997095, 10670.14960058, 10433.3718228, 10225.3718228, 10042.51997095, 9879.29774873, 9731.22367466, 9620.03848947, 9524.70515614, 9442.9644154, 9375.44589688, 9308.85330428, 9253.74219317, 9191.11256354, 9130.40885984, 9082.81626725, 9029.03848947, 8963.55700799, 8894.85330428, 8843.22367466, 8792.74219317, 8757.70515614, 8734.55700799, 8712.22367466, 8697.89034132, 8675.26071169, 8656.40885984, 8654.89034132, 8656.29774873, 8660.26071169, 8668.70515614, 8669.26071169, 8666.9644154, 8665.29774873, 8664.6681191, 8657.51997095, 8643.9644154, 8614.89034132, 8574.77923021, 8536.6681191, 8479.11256354, 8407.3718228, 8333.07552651, 8243.14960058, 8150.29774873, 8043.11256354, 7944.59404503, 7847.70515614, 7749.9644154, 7628.18663762, 7471.48293391, 7291.9644154, 7099.89034132, 6907.18663762, 6741.44589688, 6588.33478577, 6452.00145243, 6317.59404503, 6205.59404503, 6106.92737836, 6002.33478577, 5913.77923021, 5863.6681191, 5827.14960058, 5752.9644154, 5637.07552651, 5499.03848947, 5376.59404503, 5276.14960058, 5176.81626725, 5083.9644154, 5007.70515614, 4935.6681191, 4888.51997095, 4858.33478577, 4825.85330428, 4771.03848947, 4682.11256354, 4565.48293391, 4396.9644154, 4159.85330428, 3822.59404503, 3366.18663762, 3366.18663762]
CE04OSSM-RID26-08-SPKIRB000 | N00212 | CE04OSSM-00001 | 1 | A00664 | 249 | CC_immersion_factor | [1.368, 1.41, 1.365, 1.354, 1.372, 1.322, 1.347]
CE04OSSM-RID26-08-SPKIRB000 | N00212 | CE04OSSM-00001 | 1 | A00664 | 249 | CC_offset | [2146953029.8, 2148077247.2, 2147309961.9, 2147926241.4, 2147482902.2, 2147744442.7, 2147534761.8]
CE04OSSM-RID26-08-SPKIRB000 | N00212 | CE04OSSM-00001 | 1 | A00664 | 249 | CC_scale | [0.000000201032553675, 0.000000201004425021, 0.000000198535785836, 0.000000207018097749, 0.000000222453704529, 0.000000218476531145, 0.000000206897620474]
CE04OSSM-SBC11-00-CPMENG000 | N00212 | CE04OSSM-00001 | 1 | OL000379 | CP03OSSM-00001-CPM1 |  |  | The serial number used here is bogus, pending identification of the real serial number.
CE04OSSM-RIC21-00-CPMENG000 | N00212 | CE04OSSM-00001 | 1 | OL000380 | CP03OSSM-00001-CPM2 |  |  | The serial number used here is bogus, pending identification of the real serial number.
CE04OSSM-SBD11-00-DCLENG000 | N00212 | CE04OSSM-00001 | 1 | OL000381 | CP03OSSM-00001-DCL11 |  |  | The serial number used here is bogus, pending identification of the real serial number.
CE04OSSM-SBD12-00-DCLENG000 | N00212 | CE04OSSM-00001 | 1 | OL000382 | CP03OSSM-00001-DCL12 |  |  | The serial number used here is bogus, pending identification of the real serial number.
CE04OSSM-RID26-00-DCLENG000 | N00212 | CE04OSSM-00001 | 1 | OL000383 | CP03OSSM-00001-DCL26 |  |  | The serial number used here is bogus, pending identification of the real serial number.
CE04OSSM-RID27-00-DCLENG000 | N00212 | CE04OSSM-00001 | 1 | OL000384 | CP03OSSM-00001-DCL27 |  |  | The serial number used here is bogus, pending identification of the real serial number.

## ACS183_CC_taarray
-0.14875 | -0.14475 | -0.1379 | -0.1305 | -0.12205 | -0.11428 | -0.10629 | -0.098516 | -0.09261 | -0.084911 | -0.077546 | -0.069413 | -0.063649 | -0.057771 | -0.052115 | -0.045448 | -0.039275 | -0.033925 | -0.03006 | -0.022533 | -0.017155 | -0.014184 | -0.011029 | -0.00373 | 0 | 0.002452 | 0.007932 | 0.013184 | 0.017242 | 0.023339 | 0.028047 | 0.0343 | 0.040557 | 0.045678 | 0.052333 | 0.055544 | 0.059524 | 0.058523
-0.13455 | -0.12949 | -0.12174 | -0.11477 | -0.10674 | -0.10034 | -0.091902 | -0.08508 | -0.079271 | -0.073008 | -0.06628 | -0.06005 | -0.054613 | -0.048353 | -0.044424 | -0.038833 | -0.033044 | -0.027931 | -0.024465 | -0.019031 | -0.014784 | -0.010834 | -0.009276 | -0.003414 | 0 | 0.003052 | 0.007284 | 0.011712 | 0.015559 | 0.020253 | 0.024989 | 0.029629 | 0.035563 | 0.039255 | 0.044631 | 0.046997 | 0.050005 | 0.049484
-0.11949 | -0.1141 | -0.10675 | -0.099792 | -0.092493 | -0.08585 | -0.078738 | -0.072405 | -0.068137 | -0.062234 | -0.056308 | -0.050698 | -0.046233 | -0.040973 | -0.037085 | -0.032302 | -0.028252 | -0.023524 | -0.020494 | -0.016171 | -0.012256 | -0.008907 | -0.007286 | -0.002358 | 0 | 0.002658 | 0.005856 | 0.010186 | 0.012888 | 0.017248 | 0.021128 | 0.024742 | 0.029377 | 0.032463 | 0.036304 | 0.038774 | 0.040459 | 0.039734
-0.10416 | -0.098358 | -0.091243 | -0.085133 | -0.078812 | -0.073521 | -0.066845 | -0.06123 | -0.05692 | -0.051618 | -0.047987 | -0.042403 | -0.038466 | -0.033701 | -0.030553 | -0.026735 | -0.023021 | -0.019132 | -0.017305 | -0.013179 | -0.009332 | -0.007685 | -0.005952 | -0.001494 | 0 | 0.002128 | 0.00553 | 0.008505 | 0.010907 | 0.014375 | 0.017133 | 0.020351 | 0.02399 | 0.026442 | 0.029148 | 0.030877 | 0.032381 | 0.03145
-0.091335 | -0.08599 | -0.079528 | -0.074096 | -0.06855 | -0.063466 | -0.057658 | -0.052773 | -0.048946 | -0.044491 | -0.040742 | -0.036299 | -0.033011 | -0.028877 | -0.026453 | -0.023019 | -0.019426 | -0.016193 | -0.014505 | -0.010957 | -0.008349 | -0.007001 | -0.005824 | -0.00165 | 0 | 0.001672 | 0.004004 | 0.006357 | 0.008457 | 0.011419 | 0.013589 | 0.01598 | 0.019061 | 0.021142 | 0.023386 | 0.024253 | 0.025129 | 0.024293
-0.080281 | -0.074854 | -0.068977 | -0.064006 | -0.058829 | -0.054697 | -0.049364 | -0.044727 | -0.041218 | -0.037963 | -0.034755 | -0.030488 | -0.027578 | -0.02428 | -0.022056 | -0.018743 | -0.015601 | -0.013533 | -0.011331 | -0.008906 | -0.006369 | -0.004694 | -0.004092 | -0.001034 | 0 | 0.00209 | 0.0041 | 0.006104 | 0.007933 | 0.010221 | 0.012036 | 0.013951 | 0.016577 | 0.017644 | 0.019817 | 0.020535 | 0.020962 | 0.019636
-0.071467 | -0.066421 | -0.060828 | -0.056173 | -0.051765 | -0.047949 | -0.043094 | -0.039309 | -0.036639 | -0.032731 | -0.030193 | -0.026478 | -0.023978 | -0.02064 | -0.018787 | -0.016289 | -0.013604 | -0.011371 | -0.009747 | -0.007477 | -0.005837 | -0.004043 | -0.003367 | -0.000708 | 0 | 0.001812 | 0.003552 | 0.005261 | 0.006595 | 0.008384 | 0.010121 | 0.011935 | 0.013694 | 0.014712 | 0.016258 | 0.016845 | 0.017243 | 0.016139
-0.065173 | -0.0603 | -0.055079 | -0.050812 | -0.046471 | -0.043095 | -0.0389 | -0.03513 | -0.032618 | -0.029286 | -0.027011 | -0.023602 | -0.021303 | -0.018588 | -0.016943 | -0.014645 | -0.012318 | -0.01027 | -0.009017 | -0.007227 | -0.005193 | -0.004097 | -0.003536 | -0.00098 | 0 | 0.001233 | 0.00263 | 0.00432 | 0.005579 | 0.007101 | 0.008511 | 0.010011 | 0.011497 | 0.012209 | 0.013528 | 0.013858 | 0.014289 | 0.012896
-0.059031 | -0.054598 | -0.049726 | -0.045737 | -0.042045 | -0.038543 | -0.034796 | -0.03129 | -0.029107 | -0.026184 | -0.023587 | -0.020903 | -0.018852 | -0.016234 | -0.014766 | -0.012603 | -0.01042 | -0.00877 | -0.007707 | -0.005909 | -0.004393 | -0.003508 | -0.003128 | -0.000492 | 0 | 0.001015 | 0.002449 | 0.003854 | 0.005069 | 0.006221 | 0.007654 | 0.008878 | 0.010113 | 0.010726 | 0.011788 | 0.012196 | 0.012421 | 0.011385
-0.054381 | -0.05014 | -0.045584 | -0.041718 | -0.038398 | -0.035032 | -0.031416 | -0.028107 | -0.025991 | -0.023525 | -0.021345 | -0.018708 | -0.017031 | -0.014197 | -0.013192 | -0.011258 | -0.00948 | -0.007953 | -0.006887 | -0.005564 | -0.003961 | -0.00326 | -0.002536 | -0.000645 | 0 | 0.00075 | 0.002258 | 0.003416 | 0.004475 | 0.005642 | 0.006653 | 0.007875 | 0.009198 | 0.009587 | 0.01072 | 0.010944 | 0.011148 | 0.010057
-0.049982 | -0.045969 | -0.04154 | -0.037965 | -0.034873 | -0.031674 | -0.028433 | -0.025614 | -0.023416 | -0.021019 | -0.018881 | -0.016835 | -0.01505 | -0.012746 | -0.01157 | -0.009973 | -0.008411 | -0.007287 | -0.006203 | -0.004668 | -0.003549 | -0.002817 | -0.002316 | -0.000173 | 0 | 0.000875 | 0.002128 | 0.003191 | 0.003996 | 0.005002 | 0.006193 | 0.006978 | 0.00826 | 0.008606 | 0.009529 | 0.009621 | 0.009842 | 0.008778
-0.046751 | -0.042852 | -0.038773 | -0.035315 | -0.032212 | -0.029202 | -0.026199 | -0.023452 | -0.021649 | -0.019306 | -0.017458 | -0.015388 | -0.013931 | -0.012105 | -0.010873 | -0.009283 | -0.008077 | -0.006619 | -0.005914 | -0.004571 | -0.003249 | -0.002694 | -0.002551 | -0.000646 | 0 | 0.000576 | 0.001648 | 0.00267 | 0.003406 | 0.004254 | 0.005376 | 0.006061 | 0.00704 | 0.007434 | 0.008467 | 0.008433 | 0.008561 | 0.007636
-0.043227 | -0.039641 | -0.035669 | -0.032532 | -0.029463 | -0.026781 | -0.023975 | -0.021359 | -0.019503 | -0.017614 | -0.015839 | -0.014064 | -0.012491 | -0.010605 | -0.009616 | -0.008249 | -0.007123 | -0.006045 | -0.005221 | -0.003889 | -0.00294 | -0.002512 | -0.002116 | -0.000691 | 0 | 0.000513 | 0.001438 | 0.002308 | 0.003025 | 0.003887 | 0.004841 | 0.005543 | 0.006437 | 0.006722 | 0.00754 | 0.007579 | 0.007636 | 0.006687
-0.039962 | -0.036617 | -0.032893 | -0.02983 | -0.027306 | -0.024613 | -0.021901 | -0.019503 | -0.01788 | -0.015856 | -0.01437 | -0.012575 | -0.011421 | -0.009725 | -0.008705 | -0.007415 | -0.006607 | -0.005336 | -0.004635 | -0.003537 | -0.002567 | -0.002159 | -0.001878 | -0.000355 | 0 | 0.000469 | 0.001506 | 0.002152 | 0.003 | 0.003788 | 0.004604 | 0.005196 | 0.006213 | 0.006363 | 0.007115 | 0.00714 | 0.007096 | 0.006319
-0.037471 | -0.034316 | -0.030788 | -0.028074 | -0.025422 | -0.022954 | -0.020511 | -0.018117 | -0.016561 | -0.014783 | -0.013389 | -0.01169 | -0.010595 | -0.009065 | -0.008086 | -0.006968 | -0.006094 | -0.004902 | -0.004261 | -0.003366 | -0.002449 | -0.002148 | -0.001724 | -0.000474 | 0 | 0.000409 | 0.001272 | 0.001976 | 0.002761 | 0.003453 | 0.004283 | 0.004804 | 0.005611 | 0.006022 | 0.006494 | 0.006601 | 0.006557 | 0.00578
-0.035221 | -0.032245 | -0.028919 | -0.026292 | -0.023894 | -0.021555 | -0.019253 | -0.017046 | -0.015433 | -0.013707 | -0.012336 | -0.010943 | -0.009864 | -0.008353 | -0.007577 | -0.006526 | -0.005501 | -0.004623 | -0.003995 | -0.003079 | -0.002445 | -0.001788 | -0.001696 | -0.000401 | 0 | 0.000423 | 0.00124 | 0.001829 | 0.002577 | 0.00317 | 0.003976 | 0.004439 | 0.005328 | 0.005558 | 0.006275 | 0.00616 | 0.00605 | 0.005373
-0.03336 | -0.030546 | -0.027377 | -0.024867 | -0.022647 | -0.020406 | -0.018066 | -0.015989 | -0.014546 | -0.012954 | -0.011708 | -0.01023 | -0.009286 | -0.007833 | -0.007065 | -0.005963 | -0.005307 | -0.004336 | -0.003697 | -0.002983 | -0.00231 | -0.001749 | -0.001498 | -0.000288 | 0 | 0.000467 | 0.001202 | 0.001812 | 0.002404 | 0.003041 | 0.003743 | 0.004321 | 0.005045 | 0.005361 | 0.005826 | 0.005922 | 0.005736 | 0.005041
-0.031678 | -0.028963 | -0.026068 | -0.023649 | -0.021493 | -0.019376 | -0.017114 | -0.015152 | -0.013847 | -0.012164 | -0.010971 | -0.009594 | -0.008779 | -0.007453 | -0.006574 | -0.005623 | -0.004863 | -0.003953 | -0.003326 | -0.002862 | -0.001895 | -0.001462 | -0.001367 | -0.000332 | 0 | 0.000465 | 0.001202 | 0.001722 | 0.002395 | 0.002903 | 0.003688 | 0.004098 | 0.004859 | 0.005105 | 0.005621 | 0.005652 | 0.005567 | 0.004787
-0.029983 | -0.027496 | -0.024716 | -0.022451 | -0.020323 | -0.018335 | -0.01622 | -0.014386 | -0.012949 | -0.011499 | -0.01031 | -0.009024 | -0.008145 | -0.006919 | -0.006151 | -0.005216 | -0.004549 | -0.00371 | -0.003085 | -0.002489 | -0.001859 | -0.001211 | -0.001229 | -9.8e-05 | 0 | 0.000517 | 0.001177 | 0.001756 | 0.002257 | 0.002893 | 0.003514 | 0.004018 | 0.004748 | 0.005005 | 0.005422 | 0.005405 | 0.005327 | 0.00471
-0.028764 | -0.026391 | -0.023819 | -0.021586 | -0.019669 | -0.017643 | -0.015637 | -0.013848 | -0.012515 | -0.011073 | -0.009996 | -0.008649 | -0.007781 | -0.00664 | -0.005998 | -0.005124 | -0.004448 | -0.003713 | -0.003179 | -0.002506 | -0.001785 | -0.00139 | -0.001278 | -0.000297 | 0 | 0.000432 | 0.000973 | 0.001454 | 0.002109 | 0.002693 | 0.003233 | 0.003785 | 0.004382 | 0.004709 | 0.005161 | 0.005198 | 0.005105 | 0.004488
-0.027526 | -0.025305 | -0.022891 | -0.020815 | -0.018893 | -0.017026 | -0.014984 | -0.013319 | -0.012053 | -0.010621 | -0.009486 | -0.008253 | -0.007468 | -0.006363 | -0.005601 | -0.004831 | -0.004158 | -0.003486 | -0.002847 | -0.002247 | -0.001563 | -0.001237 | -0.001037 | -7.7e-05 | 0 | 0.000521 | 0.001055 | 0.001627 | 0.002061 | 0.002637 | 0.003261 | 0.003767 | 0.004447 | 0.00468 | 0.0051 | 0.00512 | 0.005076 | 0.004489
-0.026766 | -0.024572 | -0.022195 | -0.020108 | -0.018296 | -0.01645 | -0.01457 | -0.012926 | -0.011659 | -0.01038 | -0.009248 | -0.008054 | -0.007264 | -0.006228 | -0.005514 | -0.004744 | -0.004164 | -0.003439 | -0.002969 | -0.002353 | -0.001813 | -0.001355 | -0.001064 | -0.000288 | 0 | 0.000246 | 0.000863 | 0.001362 | 0.001921 | 0.002413 | 0.002971 | 0.003546 | 0.00413 | 0.004413 | 0.004856 | 0.004821 | 0.004803 | 0.004283
-0.026017 | -0.023952 | -0.021621 | -0.019657 | -0.017902 | -0.016061 | -0.0143 | -0.012607 | -0.011416 | -0.010091 | -0.00905 | -0.007903 | -0.007041 | -0.006095 | -0.005404 | -0.004657 | -0.004056 | -0.003349 | -0.002936 | -0.002309 | -0.001664 | -0.001258 | -0.001136 | -0.000396 | 0 | 0.000288 | 0.000782 | 0.001348 | 0.001822 | 0.002368 | 0.002918 | 0.003432 | 0.004013 | 0.004308 | 0.004702 | 0.004695 | 0.00473 | 0.004186
-0.02518 | -0.023203 | -0.020929 | -0.019067 | -0.017361 | -0.015585 | -0.013829 | -0.01219 | -0.010974 | -0.009766 | -0.008644 | -0.00761 | -0.006834 | -0.005896 | -0.005235 | -0.004422 | -0.003954 | -0.0031 | -0.002747 | -0.002186 | -0.001525 | -0.001197 | -0.001007 | -0.000291 | 0 | 0.000301 | 0.000843 | 0.001356 | 0.001857 | 0.002349 | 0.002903 | 0.003372 | 0.004 | 0.004288 | 0.004724 | 0.004638 | 0.004714 | 0.004187
-0.024445 | -0.022527 | -0.020354 | -0.018522 | -0.016884 | -0.01516 | -0.013392 | -0.011901 | -0.010667 | -0.009504 | -0.008449 | -0.007379 | -0.006547 | -0.005711 | -0.004991 | -0.004344 | -0.00387 | -0.003072 | -0.002674 | -0.002041 | -0.001462 | -0.00111 | -0.001015 | -0.000274 | 0 | 0.000345 | 0.000921 | 0.001368 | 0.001886 | 0.002321 | 0.002893 | 0.003331 | 0.003968 | 0.004309 | 0.004691 | 0.004689 | 0.004662 | 0.0042
-0.023739 | -0.021903 | -0.019766 | -0.01801 | -0.016414 | -0.014779 | -0.013006 | -0.01156 | -0.010377 | -0.00916 | -0.008147 | -0.007178 | -0.006392 | -0.005544 | -0.004842 | -0.004214 | -0.003605 | -0.002917 | -0.002535 | -0.00196 | -0.001381 | -0.001042 | -0.000878 | -0.000287 | 0 | 0.000361 | 0.000912 | 0.001347 | 0.001812 | 0.00233 | 0.002879 | 0.003327 | 0.00391 | 0.00428 | 0.004643 | 0.004668 | 0.004656 | 0.004231
-0.023251 | -0.021457 | -0.01941 | -0.017691 | -0.016087 | -0.014477 | -0.012799 | -0.011373 | -0.010156 | -0.00904 | -0.007997 | -0.007046 | -0.006242 | -0.005499 | -0.004732 | -0.004107 | -0.003589 | -0.002883 | -0.002548 | -0.001996 | -0.001358 | -0.001013 | -0.000854 | -0.000283 | 0 | 0.000384 | 0.000852 | 0.001355 | 0.001824 | 0.002314 | 0.002819 | 0.00332 | 0.003915 | 0.004231 | 0.004633 | 0.004674 | 0.004595 | 0.004226
-0.02298 | -0.021189 | -0.019143 | -0.017505 | -0.015888 | -0.014395 | -0.012649 | -0.011216 | -0.01006 | -0.008939 | -0.007977 | -0.006956 | -0.006206 | -0.005382 | -0.004728 | -0.004101 | -0.003546 | -0.002867 | -0.002508 | -0.001988 | -0.001324 | -0.001043 | -0.000865 | -0.000337 | 0 | 0.000366 | 0.000796 | 0.001283 | 0.00172 | 0.002217 | 0.002788 | 0.003254 | 0.00382 | 0.004203 | 0.004562 | 0.004589 | 0.004574 | 0.004169
-0.022266 | -0.020571 | -0.018582 | -0.016971 | -0.015475 | -0.013963 | -0.0123 | -0.010889 | -0.00976 | -0.008676 | -0.007763 | -0.006719 | -0.006021 | -0.005219 | -0.004593 | -0.003937 | -0.003362 | -0.002766 | -0.002369 | -0.001862 | -0.001231 | -0.000939 | -0.000863 | -0.000206 | 0 | 0.00045 | 0.000875 | 0.001371 | 0.001818 | 0.002306 | 0.002842 | 0.003372 | 0.003915 | 0.004325 | 0.004634 | 0.004768 | 0.004717 | 0.00434
-0.022056 | -0.020367 | -0.018418 | -0.016773 | -0.015324 | -0.013824 | -0.012195 | -0.010753 | -0.009599 | -0.008536 | -0.007616 | -0.006635 | -0.005902 | -0.005143 | -0.004519 | -0.00391 | -0.00335 | -0.002645 | -0.002329 | -0.001755 | -0.001237 | -0.000896 | -0.000735 | -0.00022 | 0 | 0.000443 | 0.000929 | 0.001371 | 0.001818 | 0.002329 | 0.002851 | 0.003354 | 0.00395 | 0.004319 | 0.00472 | 0.004762 | 0.00475 | 0.00438
-0.021724 | -0.020074 | -0.018164 | -0.016578 | -0.015159 | -0.013683 | -0.012069 | -0.010699 | -0.009573 | -0.008475 | -0.007558 | -0.006595 | -0.005859 | -0.005066 | -0.004473 | -0.003882 | -0.003268 | -0.002653 | -0.00229 | -0.001781 | -0.001228 | -0.000961 | -0.000675 | -0.000233 | 0 | 0.000387 | 0.00086 | 0.001343 | 0.001801 | 0.002362 | 0.00281 | 0.003369 | 0.003902 | 0.004379 | 0.004718 | 0.004789 | 0.004779 | 0.004475
-0.021425 | -0.019802 | -0.017932 | -0.016415 | -0.015008 | -0.013519 | -0.0119 | -0.010535 | -0.00945 | -0.008389 | -0.007467 | -0.006524 | -0.005783 | -0.005027 | -0.004428 | -0.003789 | -0.003218 | -0.002609 | -0.002246 | -0.001741 | -0.001169 | -0.00092 | -0.000654 | -0.000181 | 0 | 0.000419 | 0.000869 | 0.001406 | 0.001832 | 0.002347 | 0.002876 | 0.003419 | 0.004043 | 0.004415 | 0.004785 | 0.004898 | 0.004913 | 0.004604
-0.021302 | -0.019717 | -0.017867 | -0.016323 | -0.014955 | -0.013511 | -0.011887 | -0.010515 | -0.00946 | -0.00844 | -0.007451 | -0.006484 | -0.005748 | -0.004993 | -0.004377 | -0.003815 | -0.003242 | -0.002629 | -0.002291 | -0.001751 | -0.001241 | -0.000925 | -0.000722 | -0.000178 | 0 | 0.000389 | 0.000905 | 0.001337 | 0.001822 | 0.002328 | 0.00284 | 0.003432 | 0.004018 | 0.004422 | 0.00485 | 0.004968 | 0.004958 | 0.00471
-0.021167 | -0.019639 | -0.017831 | -0.016336 | -0.015001 | -0.013525 | -0.011956 | -0.010604 | -0.009479 | -0.00847 | -0.0075 | -0.00658 | -0.005788 | -0.005075 | -0.004491 | -0.003872 | -0.003298 | -0.002707 | -0.002381 | -0.001795 | -0.001262 | -0.000986 | -0.000759 | -0.000256 | 0 | 0.000299 | 0.000777 | 0.001272 | 0.001782 | 0.002267 | 0.002846 | 0.003394 | 0.004006 | 0.004435 | 0.004862 | 0.004986 | 0.005019 | 0.004745
-0.020912 | -0.019431 | -0.017685 | -0.016192 | -0.01485 | -0.013387 | -0.011841 | -0.010517 | -0.009398 | -0.008416 | -0.007489 | -0.00648 | -0.005784 | -0.005002 | -0.004394 | -0.003805 | -0.003246 | -0.002637 | -0.002281 | -0.001738 | -0.001185 | -0.000929 | -0.00074 | -0.000216 | 0 | 0.000397 | 0.000846 | 0.001384 | 0.001839 | 0.002362 | 0.002897 | 0.003488 | 0.004116 | 0.004586 | 0.005016 | 0.005128 | 0.005183 | 0.004924
-0.020811 | -0.019369 | -0.017649 | -0.016192 | -0.014895 | -0.013474 | -0.01192 | -0.010551 | -0.009455 | -0.008438 | -0.007484 | -0.006542 | -0.005777 | -0.004978 | -0.004455 | -0.003841 | -0.003284 | -0.00264 | -0.002314 | -0.001785 | -0.001249 | -0.000971 | -0.000713 | -0.000284 | 0 | 0.000331 | 0.000832 | 0.001329 | 0.001809 | 0.002338 | 0.002914 | 0.003485 | 0.004106 | 0.004573 | 0.005033 | 0.005185 | 0.005224 | 0.00498
-0.020915 | -0.019491 | -0.017711 | -0.016282 | -0.014972 | -0.013512 | -0.011948 | -0.010614 | -0.009504 | -0.00847 | -0.007507 | -0.00658 | -0.005777 | -0.005002 | -0.004396 | -0.003806 | -0.003226 | -0.002641 | -0.002303 | -0.001713 | -0.0012 | -0.000901 | -0.000714 | -0.000276 | 0 | 0.000342 | 0.000838 | 0.00137 | 0.001841 | 0.002369 | 0.002941 | 0.003515 | 0.004165 | 0.004673 | 0.005072 | 0.005235 | 0.005284 | 0.005024
-0.020835 | -0.019475 | -0.017743 | -0.01629 | -0.015029 | -0.013564 | -0.011994 | -0.010673 | -0.009488 | -0.008463 | -0.007508 | -0.006581 | -0.005737 | -0.005013 | -0.004389 | -0.00376 | -0.00324 | -0.002583 | -0.002251 | -0.001717 | -0.001178 | -0.000942 | -0.000691 | -0.000278 | 0 | 0.000339 | 0.000883 | 0.001343 | 0.001842 | 0.002383 | 0.002955 | 0.003548 | 0.004192 | 0.004659 | 0.005121 | 0.005291 | 0.005323 | 0.005075
-0.020604 | -0.019321 | -0.017656 | -0.016237 | -0.014954 | -0.013555 | -0.011986 | -0.010637 | -0.009462 | -0.008425 | -0.007478 | -0.006509 | -0.005714 | -0.00495 | -0.004272 | -0.003759 | -0.00316 | -0.00254 | -0.002189 | -0.001717 | -0.001228 | -0.000906 | -0.000679 | -0.000256 | 0 | 0.000355 | 0.000859 | 0.001325 | 0.001824 | 0.002387 | 0.002963 | 0.003511 | 0.004166 | 0.004668 | 0.005104 | 0.005271 | 0.005293 | 0.005038
-0.020059 | -0.018918 | -0.017351 | -0.016032 | -0.014783 | -0.013392 | -0.011859 | -0.010514 | -0.009347 | -0.0083 | -0.007347 | -0.006396 | -0.005547 | -0.004838 | -0.004226 | -0.003607 | -0.003001 | -0.002483 | -0.002108 | -0.001618 | -0.001159 | -0.000822 | -0.00062 | -0.000204 | 0 | 0.000387 | 0.000862 | 0.001345 | 0.001813 | 0.002333 | 0.002932 | 0.003528 | 0.004144 | 0.004634 | 0.005084 | 0.005226 | 0.005239 | 0.005021
-0.019516 | -0.018507 | -0.017045 | -0.015754 | -0.014548 | -0.013174 | -0.011704 | -0.010348 | -0.009167 | -0.008141 | -0.0072 | -0.00626 | -0.005425 | -0.004659 | -0.004125 | -0.003471 | -0.002918 | -0.00238 | -0.002023 | -0.001534 | -0.001058 | -0.000797 | -0.00062 | -0.000218 | 0 | 0.00038 | 0.000871 | 0.001318 | 0.001795 | 0.002295 | 0.002844 | 0.00341 | 0.00404 | 0.004509 | 0.004942 | 0.00512 | 0.005096 | 0.004873
-0.019126 | -0.018173 | -0.016761 | -0.015529 | -0.014399 | -0.013062 | -0.01155 | -0.010213 | -0.009036 | -0.007994 | -0.007052 | -0.006121 | -0.005309 | -0.004529 | -0.003944 | -0.00339 | -0.002819 | -0.002301 | -0.001939 | -0.001495 | -0.001037 | -0.000786 | -0.000612 | -0.000228 | 0 | 0.000302 | 0.000761 | 0.001236 | 0.00166 | 0.002179 | 0.002709 | 0.003237 | 0.003866 | 0.004333 | 0.004723 | 0.004888 | 0.004857 | 0.004667
-0.018613 | -0.017746 | -0.016407 | -0.015222 | -0.014097 | -0.012781 | -0.011297 | -0.009996 | -0.008836 | -0.007796 | -0.006879 | -0.005929 | -0.00515 | -0.004363 | -0.003801 | -0.003254 | -0.002717 | -0.002207 | -0.001864 | -0.001423 | -0.000998 | -0.000737 | -0.000598 | -0.000214 | 0 | 0.000305 | 0.000748 | 0.001188 | 0.001596 | 0.002075 | 0.002566 | 0.003133 | 0.003689 | 0.004105 | 0.004456 | 0.004606 | 0.004626 | 0.004376
-0.018095 | -0.017286 | -0.015998 | -0.014836 | -0.013787 | -0.012482 | -0.01108 | -0.009757 | -0.008587 | -0.007596 | -0.006668 | -0.005758 | -0.004997 | -0.004192 | -0.003638 | -0.00309 | -0.002587 | -0.002083 | -0.001758 | -0.00132 | -0.000922 | -0.000697 | -0.000531 | -0.000182 | 0 | 0.000276 | 0.000692 | 0.001096 | 0.001499 | 0.001943 | 0.002419 | 0.002888 | 0.003412 | 0.003772 | 0.004124 | 0.004226 | 0.004222 | 0.003979
-0.017356 | -0.016597 | -0.015382 | -0.014287 | -0.013301 | -0.012047 | -0.010645 | -0.009372 | -0.008263 | -0.007276 | -0.00636 | -0.005512 | -0.004783 | -0.003994 | -0.003437 | -0.002896 | -0.00244 | -0.001925 | -0.00162 | -0.00121 | -0.000874 | -0.000683 | -0.000507 | -0.000137 | 0 | 0.000246 | 0.000667 | 0.001005 | 0.00137 | 0.001766 | 0.002193 | 0.0026 | 0.003083 | 0.003401 | 0.003699 | 0.003766 | 0.003747 | 0.003512
-0.00965 | -0.008459 | -0.007221 | -0.006252 | -0.005463 | -0.004563 | -0.003727 | -0.00303 | -0.002484 | -0.001975 | -0.001568 | -0.001223 | -0.000977 | -0.000754 | -0.000635 | -0.000492 | -0.00042 | -0.000219 | -0.000239 | -0.000122 | 3.5e-05 | -1.8e-05 | -8.2e-05 | 4e-05 | 0 | 6e-06 | 0.000104 | 0.000134 | 0.000183 | 0.000213 | 0.000234 | 0.000186 | 0.000114 | -0.0001 | -0.000226 | -0.000444 | -0.000604 | -0.00094
-0.009859 | -0.008657 | -0.007411 | -0.006434 | -0.005651 | -0.004767 | -0.003935 | -0.003217 | -0.002639 | -0.002196 | -0.001762 | -0.001435 | -0.001181 | -0.000906 | -0.000746 | -0.000629 | -0.000521 | -0.000305 | -0.000318 | -0.00021 | -3.1e-05 | -6.6e-05 | -9e-05 | 2.6e-05 | 0 | 2e-05 | 0.000118 | 0.000142 | 0.000206 | 0.000279 | 0.000292 | 0.000257 | 0.000212 | 2.3e-05 | -7.2e-05 | -0.000279 | -0.000449 | -0.000735
-0.010196 | -0.008995 | -0.007736 | -0.006696 | -0.005885 | -0.005024 | -0.004164 | -0.003429 | -0.002854 | -0.002348 | -0.001947 | -0.00156 | -0.001312 | -0.001056 | -0.000887 | -0.000746 | -0.000593 | -0.000361 | -0.000369 | -0.000247 | -7.4e-05 | -8.1e-05 | -7.7e-05 | 2.9e-05 | 0 | 2.1e-05 | 0.000141 | 0.000204 | 0.000257 | 0.000335 | 0.000394 | 0.00036 | 0.000331 | 0.00022 | 8.8e-05 | -9.7e-05 | -0.000259 | -0.000533
-0.010458 | -0.009244 | -0.007983 | -0.00698 | -0.006161 | -0.005281 | -0.00442 | -0.003714 | -0.003108 | -0.002556 | -0.002175 | -0.001767 | -0.001489 | -0.001202 | -0.001028 | -0.000846 | -0.000703 | -0.000449 | -0.000431 | -0.000262 | -7.4e-05 | -5.5e-05 | -7.6e-05 | 2.7e-05 | 0 | 7e-05 | 0.000185 | 0.000269 | 0.000351 | 0.000431 | 0.000519 | 0.00051 | 0.000473 | 0.000368 | 0.000276 | 0.000119 | -5.6e-05 | -0.000332
-0.010737 | -0.00953 | -0.008261 | -0.007247 | -0.006428 | -0.005523 | -0.004654 | -0.003913 | -0.003292 | -0.002741 | -0.002337 | -0.001944 | -0.001615 | -0.001331 | -0.00114 | -0.000917 | -0.000787 | -0.000529 | -0.000484 | -0.000355 | -0.000123 | -0.000124 | -0.000106 | -1.3e-05 | 0 | 6e-05 | 0.000218 | 0.000321 | 0.000389 | 0.00048 | 0.000574 | 0.00059 | 0.000593 | 0.000506 | 0.000413 | 0.000256 | 0.000115 | -0.000138
-0.010996 | -0.009762 | -0.008499 | -0.007482 | -0.006671 | -0.00579 | -0.004877 | -0.004149 | -0.003493 | -0.002948 | -0.002522 | -0.002095 | -0.001735 | -0.001455 | -0.001249 | -0.001021 | -0.000865 | -0.000617 | -0.000541 | -0.000378 | -0.000143 | -0.000124 | -0.000101 | 1.1e-05 | 0 | 8.8e-05 | 0.000241 | 0.000355 | 0.000467 | 0.000567 | 0.000663 | 0.000692 | 0.000726 | 0.000642 | 0.00057 | 0.000433 | 0.000285 | 4.9e-05
-0.011231 | -0.010023 | -0.008737 | -0.007721 | -0.006875 | -0.005969 | -0.005052 | -0.004318 | -0.003642 | -0.003135 | -0.002677 | -0.002203 | -0.001854 | -0.001577 | -0.001359 | -0.001134 | -0.00094 | -0.000714 | -0.000596 | -0.000425 | -0.000214 | -0.000123 | -0.000143 | 1.8e-05 | 0 | 9.6e-05 | 0.000253 | 0.000365 | 0.000463 | 0.000585 | 0.000696 | 0.000731 | 0.000799 | 0.000719 | 0.000685 | 0.000554 | 0.000419 | 0.00018
-0.011516 | -0.010262 | -0.008978 | -0.007942 | -0.007125 | -0.006209 | -0.005265 | -0.004495 | -0.003834 | -0.003292 | -0.002825 | -0.002354 | -0.001986 | -0.001659 | -0.001457 | -0.001227 | -0.001016 | -0.000739 | -0.000658 | -0.000447 | -0.000223 | -0.000166 | -0.000148 | -6e-06 | 0 | 9.6e-05 | 0.000263 | 0.000394 | 0.000488 | 0.000619 | 0.000746 | 0.000802 | 0.000875 | 0.00082 | 0.000782 | 0.000669 | 0.000562 | 0.00032
-0.011777 | -0.010453 | -0.009169 | -0.008144 | -0.007316 | -0.00638 | -0.005454 | -0.004692 | -0.003988 | -0.003465 | -0.00296 | -0.00246 | -0.002111 | -0.001783 | -0.001558 | -0.001303 | -0.001078 | -0.000799 | -0.000752 | -0.000495 | -0.000251 | -0.000222 | -0.000197 | -3.9e-05 | 0 | 0.000122 | 0.000274 | 0.000414 | 0.00056 | 0.000684 | 0.000796 | 0.000884 | 0.000953 | 0.000916 | 0.000875 | 0.000786 | 0.000696 | 0.00043
-0.0119 | -0.010605 | -0.009293 | -0.008263 | -0.007403 | -0.006511 | -0.005612 | -0.004807 | -0.004108 | -0.003582 | -0.003065 | -0.002608 | -0.002256 | -0.00187 | -0.001625 | -0.001368 | -0.001142 | -0.000858 | -0.000764 | -0.000527 | -0.000312 | -0.00024 | -0.000179 | -1.6e-05 | 0 | 0.000123 | 0.000319 | 0.000437 | 0.000564 | 0.000723 | 0.000855 | 0.000931 | 0.001036 | 0.001004 | 0.001014 | 0.000892 | 0.000802 | 0.000548
-0.012052 | -0.010724 | -0.009455 | -0.008408 | -0.007608 | -0.006682 | -0.005759 | -0.004979 | -0.00429 | -0.003734 | -0.003223 | -0.002738 | -0.002337 | -0.001973 | -0.001729 | -0.001481 | -0.001229 | -0.000957 | -0.000877 | -0.000595 | -0.000342 | -0.000274 | -0.000247 | -5.2e-05 | 0 | 7.9e-05 | 0.000281 | 0.000427 | 0.000579 | 0.00072 | 0.000866 | 0.000961 | 0.00106 | 0.001053 | 0.001031 | 0.000954 | 0.000879 | 0.000647
-0.012101 | -0.010841 | -0.009566 | -0.008549 | -0.007726 | -0.006776 | -0.00586 | -0.005082 | -0.004389 | -0.003814 | -0.003314 | -0.002827 | -0.002447 | -0.002057 | -0.001813 | -0.001521 | -0.001278 | -0.000973 | -0.000893 | -0.000571 | -0.000366 | -0.000311 | -0.000257 | -8.4e-05 | 0 | 8.4e-05 | 0.000275 | 0.00046 | 0.000593 | 0.000757 | 0.000902 | 0.001014 | 0.001124 | 0.001118 | 0.001155 | 0.001054 | 0.000981 | 0.000774
-0.01217 | -0.010956 | -0.009677 | -0.008648 | -0.007825 | -0.006901 | -0.005964 | -0.005157 | -0.004508 | -0.003931 | -0.003391 | -0.002948 | -0.00253 | -0.002141 | -0.001867 | -0.001601 | -0.001369 | -0.000997 | -0.000932 | -0.000628 | -0.000418 | -0.000325 | -0.000256 | -5.2e-05 | 0 | 0.000106 | 0.000352 | 0.000499 | 0.000656 | 0.000814 | 0.000986 | 0.001112 | 0.00121 | 0.001237 | 0.001267 | 0.001191 | 0.001086 | 0.000895
-0.012319 | -0.011078 | -0.009776 | -0.008755 | -0.007966 | -0.007022 | -0.006122 | -0.005319 | -0.004622 | -0.004019 | -0.003509 | -0.003024 | -0.002623 | -0.002238 | -0.001943 | -0.00168 | -0.001409 | -0.001067 | -0.000961 | -0.00068 | -0.000422 | -0.000331 | -0.000231 | -0.000114 | 0 | 0.000116 | 0.000346 | 0.000527 | 0.000655 | 0.000842 | 0.001038 | 0.001161 | 0.001308 | 0.001325 | 0.001363 | 0.001294 | 0.001218 | 0.000999
-0.012443 | -0.011237 | -0.009937 | -0.00892 | -0.008086 | -0.007164 | -0.006204 | -0.005419 | -0.0047 | -0.00412 | -0.003632 | -0.003158 | -0.002709 | -0.002312 | -0.00202 | -0.001752 | -0.001432 | -0.001161 | -0.000986 | -0.000709 | -0.00042 | -0.000323 | -0.000292 | -7.9e-05 | 0 | 0.00013 | 0.000378 | 0.000549 | 0.000714 | 0.000903 | 0.001102 | 0.001229 | 0.001382 | 0.001434 | 0.001451 | 0.001412 | 0.001313 | 0.001113
-0.012633 | -0.011408 | -0.010103 | -0.009067 | -0.008246 | -0.007319 | -0.006357 | -0.005546 | -0.004819 | -0.004233 | -0.003743 | -0.003266 | -0.002807 | -0.002401 | -0.002112 | -0.001819 | -0.001509 | -0.001163 | -0.00104 | -0.000734 | -0.000499 | -0.000357 | -0.000296 | -0.000113 | 0 | 0.000135 | 0.000406 | 0.000585 | 0.000745 | 0.000942 | 0.001132 | 0.001293 | 0.001462 | 0.001499 | 0.001557 | 0.001504 | 0.001433 | 0.001232
-0.012794 | -0.011557 | -0.010247 | -0.009225 | -0.008383 | -0.00746 | -0.006494 | -0.005665 | -0.004948 | -0.004359 | -0.003878 | -0.00333 | -0.00287 | -0.002474 | -0.002184 | -0.00186 | -0.001539 | -0.001164 | -0.001017 | -0.000751 | -0.000442 | -0.000339 | -0.00026 | -8.8e-05 | 0 | 0.000184 | 0.000442 | 0.000631 | 0.000803 | 0.000991 | 0.001214 | 0.001368 | 0.001542 | 0.001621 | 0.00168 | 0.00164 | 0.001571 | 0.001348
-0.012991 | -0.01175 | -0.010428 | -0.009394 | -0.00854 | -0.0076 | -0.006634 | -0.00579 | -0.005092 | -0.004462 | -0.003974 | -0.003447 | -0.00299 | -0.00255 | -0.00228 | -0.001966 | -0.001637 | -0.001263 | -0.001102 | -0.000792 | -0.000509 | -0.000396 | -0.000353 | -0.000137 | 0 | 0.000174 | 0.000422 | 0.000607 | 0.000842 | 0.000993 | 0.001252 | 0.001439 | 0.001582 | 0.001658 | 0.001771 | 0.001727 | 0.001648 | 0.001449
-0.013187 | -0.011976 | -0.010663 | -0.009587 | -0.008759 | -0.007804 | -0.006832 | -0.005966 | -0.005226 | -0.004647 | -0.004109 | -0.003592 | -0.003148 | -0.002629 | -0.002328 | -0.002062 | -0.001723 | -0.001338 | -0.001152 | -0.000866 | -0.000581 | -0.000447 | -0.000352 | -0.000101 | 0 | 0.000153 | 0.000432 | 0.000633 | 0.000838 | 0.001045 | 0.001309 | 0.001493 | 0.001685 | 0.001776 | 0.001847 | 0.001829 | 0.001789 | 0.001575
-0.01343 | -0.012192 | -0.010855 | -0.009781 | -0.008939 | -0.007969 | -0.006995 | -0.006119 | -0.00539 | -0.004791 | -0.004219 | -0.003704 | -0.003234 | -0.002745 | -0.002429 | -0.002085 | -0.001733 | -0.001393 | -0.00122 | -0.000899 | -0.000552 | -0.000474 | -0.000379 | -9.6e-05 | 0 | 0.000158 | 0.000461 | 0.000701 | 0.000869 | 0.001111 | 0.001349 | 0.001532 | 0.001772 | 0.001865 | 0.00197 | 0.001927 | 0.001845 | 0.001686
-0.013673 | -0.012449 | -0.011104 | -0.010038 | -0.009168 | -0.008172 | -0.007179 | -0.006341 | -0.00557 | -0.004908 | -0.004355 | -0.003814 | -0.003359 | -0.002828 | -0.002558 | -0.002202 | -0.001844 | -0.001477 | -0.001248 | -0.000963 | -0.000611 | -0.000513 | -0.000399 | -0.000129 | 0 | 0.000144 | 0.000442 | 0.000667 | 0.000876 | 0.001107 | 0.001389 | 0.001577 | 0.001841 | 0.001921 | 0.002032 | 0.002032 | 0.00193 | 0.001748
-0.01406 | -0.012804 | -0.011442 | -0.010319 | -0.009486 | -0.008459 | -0.007468 | -0.00653 | -0.005802 | -0.005147 | -0.004541 | -0.004017 | -0.00351 | -0.002975 | -0.002641 | -0.002315 | -0.001989 | -0.001561 | -0.001352 | -0.001027 | -0.000693 | -0.000547 | -0.000433 | -0.000111 | 0 | 0.00012 | 0.000456 | 0.000675 | 0.000873 | 0.001134 | 0.00143 | 0.001647 | 0.001879 | 0.001992 | 0.002097 | 0.002066 | 0.00203 | 0.001808
-0.014261 | -0.013006 | -0.011646 | -0.010535 | -0.009636 | -0.008612 | -0.007572 | -0.006708 | -0.005916 | -0.005271 | -0.004628 | -0.004093 | -0.003545 | -0.003047 | -0.002712 | -0.002303 | -0.001975 | -0.001567 | -0.001398 | -0.001001 | -0.000683 | -0.000555 | -0.000467 | -0.000153 | 0 | 0.000125 | 0.000462 | 0.00073 | 0.000931 | 0.00119 | 0.00147 | 0.001705 | 0.001978 | 0.002089 | 0.002216 | 0.002164 | 0.002131 | 0.001884
-0.014262 | -0.013019 | -0.011681 | -0.010552 | -0.009682 | -0.008652 | -0.007619 | -0.006678 | -0.005894 | -0.005215 | -0.004611 | -0.004037 | -0.003545 | -0.003034 | -0.002646 | -0.002267 | -0.001935 | -0.00154 | -0.001329 | -0.001 | -0.000645 | -0.000543 | -0.000433 | -0.000129 | 0 | 0.000201 | 0.000514 | 0.000751 | 0.00099 | 0.00123 | 0.001535 | 0.001771 | 0.00205 | 0.002169 | 0.002317 | 0.002274 | 0.002225 | 0.001989
-0.014329 | -0.013098 | -0.011747 | -0.010645 | -0.00978 | -0.008722 | -0.007653 | -0.006697 | -0.005927 | -0.005269 | -0.004664 | -0.004075 | -0.003629 | -0.003023 | -0.002688 | -0.002304 | -0.001988 | -0.001547 | -0.001401 | -0.001024 | -0.000642 | -0.000509 | -0.000438 | -0.000182 | 0 | 0.00016 | 0.000483 | 0.000716 | 0.000993 | 0.001199 | 0.001527 | 0.001744 | 0.002041 | 0.002172 | 0.002327 | 0.002285 | 0.002222 | 0.001971
-0.014213 | -0.013029 | -0.0117 | -0.010612 | -0.009704 | -0.008635 | -0.007626 | -0.006687 | -0.005856 | -0.005216 | -0.004614 | -0.004015 | -0.003547 | -0.002973 | -0.002637 | -0.002236 | -0.001951 | -0.001489 | -0.001275 | -0.000987 | -0.000663 | -0.00053 | -0.000464 | -0.000142 | 0 | 0.000213 | 0.000516 | 0.000735 | 0.001015 | 0.001225 | 0.001535 | 0.001753 | 0.002081 | 0.0022 | 0.002388 | 0.00228 | 0.002232 | 0.002004
-0.013991 | -0.012864 | -0.011575 | -0.010516 | -0.009684 | -0.008583 | -0.007549 | -0.006647 | -0.00576 | -0.005129 | -0.004561 | -0.003999 | -0.003503 | -0.002985 | -0.002587 | -0.002198 | -0.001916 | -0.001485 | -0.001291 | -0.000989 | -0.000702 | -0.00052 | -0.000479 | -0.000125 | 0 | 0.000184 | 0.0005 | 0.000662 | 0.000947 | 0.001177 | 0.001486 | 0.001719 | 0.002033 | 0.002158 | 0.002299 | 0.002247 | 0.002164 | 0.001953
-0.013725 | -0.012617 | -0.011348 | -0.010283 | -0.009479 | -0.00841 | -0.007363 | -0.006433 | -0.005657 | -0.004974 | -0.004415 | -0.003829 | -0.003339 | -0.002763 | -0.002428 | -0.002104 | -0.001788 | -0.001355 | -0.001206 | -0.000962 | -0.000648 | -0.000436 | -0.000423 | -5.6e-05 | 0 | 0.000191 | 0.000507 | 0.000718 | 0.000956 | 0.001157 | 0.001508 | 0.001706 | 0.002021 | 0.002134 | 0.002276 | 0.002256 | 0.002156 | 0.001907
-0.01335 | -0.01228 | -0.011077 | -0.010045 | -0.009194 | -0.008184 | -0.007135 | -0.006201 | -0.005436 | -0.00477 | -0.004234 | -0.003676 | -0.003245 | -0.002665 | -0.002332 | -0.001992 | -0.001694 | -0.001323 | -0.001165 | -0.000859 | -0.000567 | -0.000409 | -0.000378 | -8.3e-05 | 0 | 0.000214 | 0.000473 | 0.000671 | 0.000892 | 0.001126 | 0.001458 | 0.001665 | 0.001955 | 0.002052 | 0.002209 | 0.002101 | 0.002056 | 0.001778
-0.013268 | -0.012156 | -0.010954 | -0.009913 | -0.009079 | -0.008082 | -0.006981 | -0.006044 | -0.005279 | -0.004662 | -0.004124 | -0.003567 | -0.003095 | -0.002588 | -0.002295 | -0.001928 | -0.00161 | -0.001272 | -0.001138 | -0.000882 | -0.000535 | -0.000458 | -0.000445 | -5.6e-05 | 0 | 0.000186 | 0.000431 | 0.000626 | 0.000889 | 0.001008 | 0.001345 | 0.001542 | 0.001802 | 0.001932 | 0.002002 | 0.001942 | 0.001862 | 0.00161
-0.013353 | -0.012114 | -0.010823 | -0.009758 | -0.008878 | -0.007817 | -0.006785 | -0.005897 | -0.00511 | -0.004572 | -0.003943 | -0.003403 | -0.002988 | -0.002467 | -0.002185 | -0.001807 | -0.00152 | -0.001172 | -0.001117 | -0.000792 | -0.000489 | -0.000365 | -0.000399 | -2.1e-05 | 0 | 0.000181 | 0.000406 | 0.000577 | 0.000804 | 0.000974 | 0.001264 | 0.001412 | 0.001712 | 0.001732 | 0.001877 | 0.001757 | 0.001675 | 0.001377
-0.013552 | -0.012117 | -0.0107 | -0.009592 | -0.008632 | -0.007598 | -0.006591 | -0.005649 | -0.004905 | -0.004311 | -0.003777 | -0.003235 | -0.002854 | -0.002365 | -0.002056 | -0.001698 | -0.001515 | -0.001159 | -0.001058 | -0.000801 | -0.000454 | -0.000475 | -0.000381 | -5.7e-05 | 0 | 7.5e-05 | 0.000372 | 0.000502 | 0.000714 | 0.000896 | 0.001169 | 0.001313 | 0.001506 | 0.001588 | 0.001643 | 0.001568 | 0.001463 | 0.001146
-0.013693 | -0.01201 | -0.010513 | -0.009356 | -0.008436 | -0.007314 | -0.006325 | -0.005478 | -0.004739 | -0.004126 | -0.003566 | -0.003125 | -0.002722 | -0.002264 | -0.001939 | -0.00164 | -0.001444 | -0.001139 | -0.001075 | -0.000751 | -0.000485 | -0.000497 | -0.000543 | -0.000197 | 0 | -4.3e-05 | 0.000232 | 0.000413 | 0.000587 | 0.000706 | 0.000973 | 0.001081 | 0.001293 | 0.001278 | 0.001357 | 0.0012 | 0.001171 | 0.000803
-0.014013 | -0.012022 | -0.010344 | -0.009081 | -0.008111 | -0.007026 | -0.005979 | -0.005114 | -0.004462 | -0.003824 | -0.003241 | -0.002862 | -0.00246 | -0.002007 | -0.001735 | -0.001476 | -0.001331 | -0.000939 | -0.000919 | -0.000719 | -0.000361 | -0.000358 | -0.000356 | -8.9e-05 | 0 | 2.7e-05 | 0.00028 | 0.000409 | 0.000553 | 0.000707 | 0.00086 | 0.001075 | 0.001254 | 0.001238 | 0.001239 | 0.001109 | 0.000982 | 0.000666
-0.014388 | -0.012006 | -0.01014 | -0.008829 | -0.00781 | -0.006679 | -0.005614 | -0.004758 | -0.004135 | -0.00359 | -0.003061 | -0.002656 | -0.002177 | -0.001786 | -0.001571 | -0.001273 | -0.001194 | -0.000841 | -0.000866 | -0.000556 | -0.000281 | -0.000301 | -0.000377 | 1.7e-05 | 0 | 0.000118 | 0.000314 | 0.000432 | 0.000564 | 0.000695 | 0.000898 | 0.001003 | 0.001147 | 0.001138 | 0.001107 | 0.000978 | 0.00087 | 0.000546
-0.014749 | -0.012037 | -0.010002 | -0.008599 | -0.007587 | -0.006367 | -0.00534 | -0.004538 | -0.003884 | -0.003309 | -0.002788 | -0.002441 | -0.001999 | -0.001711 | -0.001398 | -0.001165 | -0.00106 | -0.000705 | -0.000867 | -0.000528 | -0.000219 | -0.000307 | -0.000318 | 1.9e-05 | 0 | 0.000159 | 0.000288 | 0.000334 | 0.000546 | 0.00065 | 0.000863 | 0.000911 | 0.001084 | 0.001075 | 0.001059 | 0.000874 | 0.000825 | 0.000469

## ACS183_CC_tcarray
-0.004605 | -0.003043 | -0.001678 | -0.001142 | -0.001133 | -0.000689 | -0.000346 | -0.000581 | -0.001656 | 0.000616 | -0.000205 | 0.000224 | -0.000543 | -0.00104 | -0.002785 | 0.00051 | -0.001156 | -0.001246 | -0.002672 | -0.001597 | -0.003065 | -0.001245 | -0.001814 | -0.001055 | 0 | -4.8e-05 | 0.001384 | 0.001198 | 0.002451 | 0.002229 | 0.003707 | 0.004604 | 0.005498 | 0.006767 | 0.005995 | 0.006758 | 0.006599 | 0.007265
-0.004465 | -0.003551 | -0.001994 | -0.001222 | -0.000934 | -0.000769 | 0.000114 | -0.000441 | -0.000495 | 0.000524 | -0.000716 | -0.001096 | -0.001287 | -0.000547 | -0.000538 | -0.000742 | -0.00183 | -0.000939 | -0.003032 | -0.001076 | -0.002523 | -0.00141 | -2e-05 | -0.000342 | 0 | 0.002199 | 0.002415 | 0.002112 | 0.00291 | 0.00398 | 0.0055 | 0.006528 | 0.007255 | 0.008466 | 0.007722 | 0.008414 | 0.008404 | 0.008939
-0.004862 | -0.003407 | -0.002094 | -0.000593 | -0.001782 | -0.001458 | -0.000358 | -0.000128 | -0.000604 | 0.000189 | -0.001425 | -0.000934 | -0.000688 | -0.001401 | -0.000358 | -0.000673 | -0.001661 | -0.000145 | -0.00264 | -0.000271 | -0.000982 | -0.000837 | -0.000135 | -0.000945 | 0 | 0.000423 | 0.001738 | 0.002342 | 0.00324 | 0.003956 | 0.004926 | 0.005744 | 0.007093 | 0.008226 | 0.007933 | 0.008917 | 0.009172 | 0.009168
-0.004344 | -0.003285 | -0.002313 | -0.001534 | -0.001254 | -0.00059 | 0.000823 | 0.000146 | 5.6e-05 | 0.000277 | -0.000212 | 0.00014 | -0.000581 | -0.000791 | -0.001349 | -0.000136 | -0.001205 | -0.001043 | -0.001841 | -0.000941 | -0.001147 | -0.000796 | -0.000805 | -0.000152 | 0 | 0.001572 | 0.001936 | 0.002586 | 0.00361 | 0.004731 | 0.005412 | 0.007017 | 0.007849 | 0.00878 | 0.009064 | 0.010151 | 0.010005 | 0.009942
-0.004029 | -0.003599 | -0.002474 | -0.001327 | -0.000958 | -0.000259 | 0.000496 | 0.000276 | 0.000745 | 0.000402 | 0.000466 | -0.000128 | -0.000675 | -0.00057 | -0.000225 | -0.000125 | -0.00104 | -0.000548 | -0.001765 | -0.000533 | -0.001737 | -0.001299 | -0.000751 | 6.8e-05 | 0 | 0.000653 | 0.00207 | 0.002735 | 0.003858 | 0.004592 | 0.006041 | 0.006949 | 0.008232 | 0.009385 | 0.009581 | 0.010458 | 0.010639 | 0.010742
-0.001829 | -0.001093 | -0.000359 | 5.3e-05 | 0.00036 | 0.00066 | 0.001322 | 0.001691 | 0.000969 | 0.001364 | 0.001122 | -0.000182 | 0.000443 | 0.000303 | -0.000148 | 0.000134 | -0.000552 | -0.000935 | -0.002079 | -0.000807 | -0.001383 | -0.00126 | -0.000746 | -0.001104 | 0 | 0.0005 | 0.001654 | 0.002166 | 0.003448 | 0.004386 | 0.005381 | 0.006781 | 0.007896 | 0.00879 | 0.009003 | 0.009673 | 0.009866 | 0.009999
-0.001793 | -0.000999 | 5.6e-05 | 0.001026 | 0.001166 | 0.001581 | 0.002368 | 0.002435 | 0.002172 | 0.002448 | 0.001141 | 0.000991 | 0.000969 | 0.000318 | 0.000121 | 0.000377 | -0.000217 | -0.000548 | -0.001204 | -0.000868 | -0.000488 | -0.000504 | -0.000358 | -0.000608 | 0 | 0.000799 | 0.001285 | 0.002351 | 0.003597 | 0.004333 | 0.005947 | 0.007022 | 0.008429 | 0.009089 | 0.009219 | 0.010073 | 0.010438 | 0.010308
-0.000277 | 0.000285 | 0.00117 | 0.002048 | 0.002254 | 0.002736 | 0.003315 | 0.003599 | 0.003405 | 0.003208 | 0.002371 | 0.002137 | 0.001951 | 0.000922 | 0.001269 | 0.001258 | 0.000335 | 0.000601 | -0.000645 | 0.000466 | -0.000276 | -0.000323 | 0.000171 | 0.000313 | 0 | 0.000867 | 0.002034 | 0.002784 | 0.004302 | 0.005329 | 0.006105 | 0.007631 | 0.008544 | 0.010133 | 0.010413 | 0.010851 | 0.010845 | 0.011178
-0.000479 | 0.000337 | 0.001639 | 0.002253 | 0.002255 | 0.003154 | 0.003973 | 0.003899 | 0.003862 | 0.003441 | 0.00293 | 0.001966 | 0.001604 | 0.000957 | 0.00068 | 0.00121 | 0.000105 | -0.000322 | -0.000613 | -0.000133 | -0.001031 | -0.000763 | -0.000634 | -0.000793 | 0 | 0.000369 | 0.001263 | 0.002395 | 0.003294 | 0.004685 | 0.005712 | 0.006916 | 0.008094 | 0.008788 | 0.008948 | 0.009566 | 0.010023 | 0.009997
0.00107 | 0.001695 | 0.002596 | 0.003428 | 0.004038 | 0.004441 | 0.004654 | 0.004912 | 0.004613 | 0.004877 | 0.004074 | 0.002966 | 0.002735 | 0.001776 | 0.001772 | 0.001454 | 0.001015 | 0.000864 | -1.1e-05 | 0.000373 | 0.000175 | -0.000236 | 0.000366 | -0.000282 | 0 | 0.001011 | 0.001821 | 0.002604 | 0.004116 | 0.00487 | 0.006223 | 0.007399 | 0.008384 | 0.009258 | 0.009643 | 0.01055 | 0.010442 | 0.010616
0.002158 | 0.002464 | 0.003165 | 0.003904 | 0.003962 | 0.004628 | 0.005478 | 0.005592 | 0.005501 | 0.005189 | 0.004374 | 0.003626 | 0.002962 | 0.002473 | 0.002118 | 0.001994 | 0.00119 | 0.000963 | 0.000476 | 0.000469 | 9e-06 | -0.000117 | -0.000123 | 7.4e-05 | 0 | 0.000831 | 0.001778 | 0.002313 | 0.003683 | 0.004954 | 0.005918 | 0.00704 | 0.00819 | 0.009223 | 0.009514 | 0.009997 | 0.010219 | 0.010297
0.002009 | 0.002457 | 0.003472 | 0.003989 | 0.004583 | 0.005139 | 0.005857 | 0.005994 | 0.005673 | 0.005666 | 0.004735 | 0.003899 | 0.003198 | 0.002361 | 0.002242 | 0.002166 | 0.001597 | 0.001445 | 0.000254 | 0.00075 | 0.000263 | 5.7e-05 | 0.00011 | -0.000217 | 0 | 0.000411 | 0.001502 | 0.002398 | 0.003607 | 0.004712 | 0.005953 | 0.007216 | 0.008164 | 0.008653 | 0.00901 | 0.009491 | 0.009781 | 0.009907
0.002476 | 0.002666 | 0.003138 | 0.004092 | 0.004707 | 0.005236 | 0.005888 | 0.006316 | 0.006249 | 0.005857 | 0.005154 | 0.004346 | 0.003757 | 0.002969 | 0.00249 | 0.002466 | 0.001699 | 0.001175 | 0.000941 | 0.000805 | 0.000295 | 0.000439 | 0.000653 | 0.000232 | 0 | 0.000926 | 0.001809 | 0.002703 | 0.00384 | 0.00509 | 0.005974 | 0.007085 | 0.007857 | 0.00892 | 0.009156 | 0.009761 | 0.010034 | 0.009566
0.003947 | 0.003579 | 0.003994 | 0.004573 | 0.004701 | 0.00571 | 0.006644 | 0.006657 | 0.006459 | 0.00588 | 0.005274 | 0.004372 | 0.003771 | 0.002872 | 0.002744 | 0.002495 | 0.001801 | 0.001379 | 0.000783 | 0.000847 | 0.000365 | 0.000297 | 0.000184 | 0.000154 | 0 | 0.000556 | 0.001378 | 0.002055 | 0.003578 | 0.004538 | 0.005542 | 0.006674 | 0.007638 | 0.008273 | 0.008622 | 0.008862 | 0.009229 | 0.009335
0.003164 | 0.003059 | 0.003742 | 0.004571 | 0.005189 | 0.005693 | 0.006331 | 0.006614 | 0.006268 | 0.005912 | 0.005203 | 0.004618 | 0.00371 | 0.002874 | 0.002783 | 0.002408 | 0.001893 | 0.001351 | 0.000751 | 0.000751 | 0.000365 | 0.000197 | 0.000421 | -7.4e-05 | 0 | 0.000228 | 0.001248 | 0.002148 | 0.003266 | 0.004345 | 0.005417 | 0.006393 | 0.007371 | 0.008003 | 0.008017 | 0.008689 | 0.008622 | 0.008539
0.003801 | 0.00338 | 0.003691 | 0.004538 | 0.005024 | 0.005827 | 0.006365 | 0.006672 | 0.006431 | 0.006173 | 0.005389 | 0.004426 | 0.004002 | 0.003412 | 0.002599 | 0.002516 | 0.001885 | 0.001377 | 0.001002 | 0.000957 | 0.000511 | 3.6e-05 | 0.000188 | -2.2e-05 | 0 | 0.000585 | 0.001354 | 0.002331 | 0.00347 | 0.004497 | 0.005317 | 0.006254 | 0.007077 | 0.00771 | 0.008026 | 0.00827 | 0.008577 | 0.008416
0.004148 | 0.003824 | 0.004341 | 0.004917 | 0.005304 | 0.005967 | 0.006798 | 0.00675 | 0.006451 | 0.006045 | 0.005364 | 0.004692 | 0.00385 | 0.003066 | 0.003027 | 0.002777 | 0.001802 | 0.001499 | 0.000911 | 0.00094 | 0.000507 | 0.000588 | 0.000391 | 0.00015 | 0 | 0.000351 | 0.001336 | 0.002236 | 0.003275 | 0.004215 | 0.005143 | 0.006049 | 0.006629 | 0.007154 | 0.007469 | 0.007695 | 0.007977 | 0.007882
0.004168 | 0.003775 | 0.004187 | 0.005041 | 0.005567 | 0.00613 | 0.006385 | 0.006619 | 0.006348 | 0.006024 | 0.005392 | 0.004537 | 0.003806 | 0.003277 | 0.002744 | 0.002614 | 0.002026 | 0.001535 | 0.001106 | 0.000916 | 0.000645 | 0.000503 | 0.000286 | 0.000202 | 0 | 0.000573 | 0.001333 | 0.002147 | 0.003168 | 0.004107 | 0.00491 | 0.005708 | 0.006386 | 0.006933 | 0.007029 | 0.00753 | 0.007646 | 0.007501
0.004549 | 0.004035 | 0.004353 | 0.004909 | 0.00521 | 0.005765 | 0.00625 | 0.006467 | 0.006128 | 0.005813 | 0.005059 | 0.004419 | 0.003599 | 0.002971 | 0.002717 | 0.002423 | 0.001819 | 0.001474 | 0.001007 | 0.001027 | 0.000452 | 0.000209 | 0.000272 | 0.000263 | 0 | 0.000522 | 0.001314 | 0.002093 | 0.003002 | 0.003817 | 0.004653 | 0.00525 | 0.006015 | 0.006389 | 0.006632 | 0.006738 | 0.006926 | 0.006897
0.003882 | 0.003477 | 0.00391 | 0.004313 | 0.004796 | 0.005432 | 0.005824 | 0.005791 | 0.00558 | 0.005008 | 0.004729 | 0.003778 | 0.003224 | 0.002656 | 0.002283 | 0.002279 | 0.001509 | 0.001211 | 0.000673 | 0.000751 | 0.000443 | 0.000348 | 0.00022 | -4.1e-05 | 0 | 0.000168 | 0.00091 | 0.001495 | 0.002667 | 0.003469 | 0.004068 | 0.004898 | 0.005339 | 0.005693 | 0.005741 | 0.005903 | 0.006062 | 0.006053
0.00429 | 0.003855 | 0.004123 | 0.004772 | 0.005144 | 0.005495 | 0.005739 | 0.005765 | 0.005488 | 0.005314 | 0.004666 | 0.004117 | 0.003334 | 0.002756 | 0.002315 | 0.002048 | 0.001644 | 0.001247 | 0.000929 | 0.00072 | 0.00052 | 0.000126 | 0.000406 | 0.000226 | 0 | 0.000469 | 0.001104 | 0.001956 | 0.00272 | 0.003391 | 0.004157 | 0.004616 | 0.004996 | 0.005433 | 0.005535 | 0.005737 | 0.005872 | 0.0058
0.004624 | 0.00398 | 0.004122 | 0.00444 | 0.004696 | 0.005194 | 0.00547 | 0.005524 | 0.005387 | 0.004939 | 0.004353 | 0.00357 | 0.003113 | 0.002469 | 0.002331 | 0.002134 | 0.001374 | 0.001255 | 0.000769 | 0.000824 | 0.000391 | 0.000262 | 0.000203 | 4e-06 | 0 | 0.000331 | 0.000935 | 0.001542 | 0.002381 | 0.003084 | 0.003539 | 0.004069 | 0.00463 | 0.00472 | 0.004919 | 0.004975 | 0.00506 | 0.005078
0.004493 | 0.003953 | 0.004119 | 0.004505 | 0.004784 | 0.005123 | 0.005297 | 0.005361 | 0.004902 | 0.004512 | 0.004104 | 0.003541 | 0.002858 | 0.002304 | 0.002 | 0.001892 | 0.001405 | 0.001215 | 0.000715 | 0.000633 | 0.000483 | 0.000335 | 0.000355 | 0.000162 | 0 | 0.000186 | 0.000857 | 0.001501 | 0.002255 | 0.002779 | 0.003405 | 0.003811 | 0.004038 | 0.004336 | 0.004233 | 0.004296 | 0.004315 | 0.00442
0.00427 | 0.003798 | 0.003955 | 0.004371 | 0.00468 | 0.004852 | 0.004944 | 0.00498 | 0.004736 | 0.004477 | 0.003854 | 0.003321 | 0.002787 | 0.002363 | 0.001874 | 0.0017 | 0.001367 | 0.000991 | 0.000766 | 0.000605 | 0.000395 | 0.000244 | 0.000259 | 0.00012 | 0 | 0.000472 | 0.000961 | 0.001475 | 0.002133 | 0.002635 | 0.00312 | 0.003368 | 0.003642 | 0.003799 | 0.00375 | 0.003791 | 0.003926 | 0.003889
0.004217 | 0.003674 | 0.003795 | 0.00396 | 0.004085 | 0.004465 | 0.004662 | 0.004473 | 0.004206 | 0.003852 | 0.003488 | 0.00287 | 0.002401 | 0.001784 | 0.001761 | 0.001462 | 0.001001 | 0.000937 | 0.00043 | 0.000519 | 0.000245 | 0.000302 | 7.2e-05 | -3.9e-05 | 0 | 0.000105 | 0.000723 | 0.001113 | 0.001762 | 0.002247 | 0.002449 | 0.002761 | 0.003 | 0.003023 | 0.002948 | 0.002955 | 0.002936 | 0.003051
0.003973 | 0.003549 | 0.003703 | 0.00403 | 0.004259 | 0.004419 | 0.004437 | 0.00429 | 0.003995 | 0.00373 | 0.003253 | 0.002877 | 0.002222 | 0.001873 | 0.001491 | 0.00153 | 0.001078 | 0.000821 | 0.000413 | 0.000491 | 0.000315 | 0.000126 | 0.000296 | 4.7e-05 | 0 | 0.000244 | 0.000701 | 0.001137 | 0.001627 | 0.001986 | 0.002368 | 0.002517 | 0.002568 | 0.002525 | 0.002336 | 0.002441 | 0.002483 | 0.002555
0.003809 | 0.003496 | 0.003547 | 0.003824 | 0.003957 | 0.004058 | 0.003946 | 0.003906 | 0.003547 | 0.003293 | 0.002893 | 0.002442 | 0.002008 | 0.001583 | 0.001355 | 0.001199 | 0.000811 | 0.000695 | 0.000419 | 0.000407 | 0.000224 | 8.7e-05 | 7.8e-05 | 4.2e-05 | 0 | 0.000312 | 0.000644 | 0.001036 | 0.001432 | 0.001748 | 0.001886 | 0.002036 | 0.002102 | 0.002016 | 0.001887 | 0.001875 | 0.001776 | 0.001885
0.003823 | 0.003497 | 0.003657 | 0.003791 | 0.003886 | 0.003993 | 0.003994 | 0.003634 | 0.003458 | 0.003128 | 0.002851 | 0.002211 | 0.001791 | 0.001627 | 0.001293 | 0.00113 | 0.000706 | 0.000643 | 0.000282 | 0.000424 | 0.000232 | 0.000227 | 0.000213 | 5e-05 | 0 | 0.000148 | 0.000639 | 0.000816 | 0.001277 | 0.00145 | 0.001575 | 0.001634 | 0.001584 | 0.00141 | 0.001265 | 0.001135 | 0.001061 | 0.001255
0.003338 | 0.003157 | 0.003336 | 0.003634 | 0.003684 | 0.003732 | 0.003616 | 0.003376 | 0.002926 | 0.002753 | 0.002336 | 0.002029 | 0.001616 | 0.001231 | 0.000992 | 0.000907 | 0.000635 | 0.000469 | 0.000152 | 0.00025 | 0.000123 | -1.8e-05 | 4e-05 | 3.7e-05 | 0 | 0.000188 | 0.000442 | 0.000715 | 0.000989 | 0.0011 | 0.001273 | 0.001271 | 0.001108 | 0.000873 | 0.000649 | 0.000525 | 0.000458 | 0.000506
0.003712 | 0.003493 | 0.003611 | 0.003667 | 0.003659 | 0.003685 | 0.003456 | 0.003237 | 0.002917 | 0.002662 | 0.00233 | 0.001813 | 0.001556 | 0.001178 | 0.001003 | 0.000908 | 0.000446 | 0.000435 | 0.000209 | 0.000267 | 0.000177 | 7.4e-05 | 7.8e-05 | 3.1e-05 | 0 | 0.000289 | 0.000493 | 0.000595 | 0.000863 | 0.000926 | 0.000857 | 0.000764 | 0.000573 | 0.000384 | 0.000201 | 2e-05 | -8.9e-05 | 1.6e-05
0.003637 | 0.003423 | 0.003585 | 0.003669 | 0.003606 | 0.003555 | 0.003351 | 0.002854 | 0.002605 | 0.002307 | 0.002065 | 0.001613 | 0.001302 | 0.000967 | 0.000817 | 0.000678 | 0.000299 | 0.00028 | -2.6e-05 | 0.000145 | 1e-05 | 2.6e-05 | -2e-06 | -3.1e-05 | 0 | 6.8e-05 | 0.000325 | 0.000425 | 0.000527 | 0.000499 | 0.00051 | 0.000353 | 0.000122 | -0.000183 | -0.000488 | -0.000706 | -0.000766 | -0.000597
0.003582 | 0.003509 | 0.003567 | 0.003676 | 0.003621 | 0.003433 | 0.003136 | 0.002799 | 0.002408 | 0.002149 | 0.001858 | 0.001486 | 0.001145 | 0.000839 | 0.000576 | 0.000577 | 0.000379 | 0.000299 | 4.8e-05 | 3.6e-05 | -3.8e-05 | -0.000199 | 9.5e-05 | -2e-06 | 0 | 0.000159 | 0.000315 | 0.000327 | 0.000413 | 0.000361 | 0.000244 | -2.5e-05 | -0.000352 | -0.000652 | -0.000945 | -0.001112 | -0.001187 | -0.001083
0.003783 | 0.003629 | 0.003727 | 0.003631 | 0.0035 | 0.003352 | 0.002948 | 0.002529 | 0.002198 | 0.001975 | 0.001666 | 0.001238 | 0.00117 | 0.000799 | 0.000652 | 0.00053 | 0.000243 | 0.000214 | -3.8e-05 | 7.5e-05 | 5.8e-05 | -2e-06 | 1.9e-05 | 2e-06 | 0 | 0.000247 | 0.000297 | 0.0002 | 0.000226 | 0.000118 | -8.7e-05 | -0.000381 | -0.000761 | -0.001085 | -0.001408 | -0.001625 | -0.001721 | -0.001598
0.003837 | 0.00372 | 0.003788 | 0.003733 | 0.003578 | 0.003284 | 0.002902 | 0.002387 | 0.002008 | 0.001746 | 0.001539 | 0.001266 | 0.000977 | 0.000692 | 0.000493 | 0.000373 | 0.000184 | 0.000166 | -1.6e-05 | -2e-06 | -6.4e-05 | -3e-06 | -7e-05 | 2.8e-05 | 0 | 0.000121 | 0.000207 | 0.0001 | -5.4e-05 | -0.000231 | -0.000384 | -0.000761 | -0.001187 | -0.001606 | -0.001968 | -0.002221 | -0.002329 | -0.002144
0.003796 | 0.003823 | 0.003816 | 0.003738 | 0.00348 | 0.00319 | 0.002666 | 0.002184 | 0.001837 | 0.001677 | 0.001314 | 0.000965 | 0.000784 | 0.000542 | 0.000331 | 0.00023 | 0.000112 | -1.1e-05 | -0.000118 | -3.4e-05 | -0.000151 | -0.000245 | -8e-05 | -0.00012 | 0 | 7.3e-05 | -2e-06 | -0.000189 | -0.000253 | -0.00053 | -0.000812 | -0.001236 | -0.001708 | -0.002138 | -0.002495 | -0.002762 | -0.00282 | -0.002694
0.004141 | 0.004036 | 0.004044 | 0.003812 | 0.003555 | 0.003251 | 0.002735 | 0.002125 | 0.001785 | 0.001488 | 0.001327 | 0.000956 | 0.000755 | 0.000574 | 0.000468 | 0.000243 | 5.3e-05 | 7.8e-05 | -0.00013 | -1.3e-05 | -5.9e-05 | -7e-06 | 7e-06 | 8.4e-05 | 0 | 0.000143 | 0.000113 | -8.1e-05 | -0.000318 | -0.000582 | -0.000961 | -0.001404 | -0.001993 | -0.002418 | -0.002794 | -0.003119 | -0.003254 | -0.003062
0.003674 | 0.003765 | 0.003834 | 0.003719 | 0.003387 | 0.002962 | 0.002399 | 0.00179 | 0.001436 | 0.00122 | 0.000963 | 0.000779 | 0.000635 | 0.000366 | 0.000196 | 0.000112 | -6.3e-05 | -5.3e-05 | -0.000273 | -0.00024 | -0.000144 | -0.000199 | -2.7e-05 | -5.1e-05 | 0 | 5.3e-05 | -5.4e-05 | -0.000368 | -0.000612 | -0.000999 | -0.001318 | -0.001809 | -0.002396 | -0.002938 | -0.003392 | -0.003634 | -0.003812 | -0.003603
0.003267 | 0.003538 | 0.003628 | 0.003441 | 0.003145 | 0.002788 | 0.002184 | 0.001644 | 0.001263 | 0.00111 | 0.000863 | 0.000654 | 0.000511 | 0.000318 | 0.000168 | 2.3e-05 | -6.4e-05 | -0.000171 | -0.000233 | -0.000119 | -0.000235 | -0.000246 | -0.00013 | -5.3e-05 | 0 | 5.3e-05 | -0.000129 | -0.000377 | -0.000744 | -0.001144 | -0.001599 | -0.002176 | -0.002778 | -0.003314 | -0.003735 | -0.004064 | -0.00419 | -0.004079
0.00324 | 0.003427 | 0.003562 | 0.003298 | 0.003001 | 0.00261 | 0.002063 | 0.001349 | 0.001104 | 0.000832 | 0.000731 | 0.000473 | 0.000394 | 0.000236 | 8.5e-05 | 1.5e-05 | -0.000223 | -0.000115 | -0.000307 | -0.000163 | -0.000139 | -0.000159 | -7.3e-05 | 3.7e-05 | 0 | 9.5e-05 | -9.5e-05 | -0.000446 | -0.000828 | -0.001283 | -0.001771 | -0.00236 | -0.003014 | -0.003637 | -0.004113 | -0.004442 | -0.004659 | -0.004497
0.00259 | 0.003004 | 0.00319 | 0.003052 | 0.002748 | 0.002307 | 0.001629 | 0.001035 | 0.000679 | 0.000577 | 0.000453 | 0.000318 | 0.000241 | 7.5e-05 | -0.000102 | -0.00019 | -0.000306 | -0.000266 | -0.000361 | -0.00032 | -0.000328 | -0.000294 | -0.000165 | -0.000105 | 0 | -1.3e-05 | -0.000239 | -0.000621 | -0.001073 | -0.0016 | -0.002049 | -0.002689 | -0.003463 | -0.004019 | -0.004543 | -0.0049 | -0.005078 | -0.004969
0.002828 | 0.00322 | 0.003359 | 0.003133 | 0.002767 | 0.002297 | 0.001627 | 0.000984 | 0.000737 | 0.000583 | 0.000473 | 0.000269 | 0.000201 | 8.3e-05 | -0.000116 | -0.000168 | -0.000293 | -0.000298 | -0.000411 | -0.000268 | -0.000281 | -0.000278 | -0.000212 | -8.6e-05 | 0 | -2.2e-05 | -0.00029 | -0.000689 | -0.001194 | -0.00174 | -0.002265 | -0.002978 | -0.003721 | -0.004358 | -0.004805 | -0.005207 | -0.005397 | -0.00529
0.002841 | 0.003203 | 0.003355 | 0.003115 | 0.002761 | 0.002272 | 0.001579 | 0.000908 | 0.000646 | 0.000481 | 0.000377 | 0.000197 | 0.000136 | 3.7e-05 | -0.000114 | -0.000243 | -0.000421 | -0.000315 | -0.000451 | -0.000329 | -0.000375 | -0.000276 | -0.000159 | -8.2e-05 | 0 | -4.2e-05 | -0.000285 | -0.00074 | -0.001286 | -0.00186 | -0.002451 | -0.003097 | -0.003862 | -0.004564 | -0.005063 | -0.005397 | -0.005639 | -0.005511
0.002807 | 0.003294 | 0.003411 | 0.003156 | 0.002734 | 0.002226 | 0.001485 | 0.000882 | 0.000544 | 0.000419 | 0.0003 | 0.000192 | 0.000175 | 4e-06 | -0.000203 | -0.0003 | -0.000364 | -0.00036 | -0.000487 | -0.000397 | -0.000382 | -0.000385 | -0.000254 | -9.4e-05 | 0 | 1.1e-05 | -0.000351 | -0.000825 | -0.001381 | -0.002065 | -0.002612 | -0.003321 | -0.004132 | -0.00477 | -0.00525 | -0.005672 | -0.005835 | -0.005699
0.002975 | 0.003347 | 0.003483 | 0.003146 | 0.002714 | 0.002221 | 0.001466 | 0.000797 | 0.000495 | 0.000435 | 0.000314 | 0.00016 | 0.000159 | 4.7e-05 | -9.4e-05 | -0.000235 | -0.000379 | -0.000362 | -0.000398 | -0.000284 | -0.000249 | -0.000296 | -0.000208 | -6.9e-05 | 0 | 5.9e-05 | -0.000288 | -0.000829 | -0.001436 | -0.002036 | -0.002657 | -0.003404 | -0.004193 | -0.004854 | -0.005299 | -0.005636 | -0.005918 | -0.005797
0.002663 | 0.003113 | 0.00329 | 0.00302 | 0.002629 | 0.002043 | 0.001337 | 0.000647 | 0.000399 | 0.000229 | 0.00016 | 8e-06 | -3.6e-05 | -0.000131 | -0.000277 | -0.000442 | -0.000544 | -0.000492 | -0.000592 | -0.000472 | -0.000496 | -0.000439 | -0.000252 | -0.000158 | 0 | -0.000102 | -0.000401 | -0.000968 | -0.001626 | -0.002291 | -0.00288 | -0.003616 | -0.00441 | -0.005055 | -0.00555 | -0.005889 | -0.006144 | -0.005956
0.008017 | 0.008413 | 0.008508 | 0.008176 | 0.007619 | 0.00682 | 0.005814 | 0.004799 | 0.004158 | 0.003598 | 0.003095 | 0.002479 | 0.002033 | 0.001579 | 0.001099 | 0.000662 | 0.000313 | 9.9e-05 | -0.00015 | -0.000207 | -0.000295 | -0.000412 | -0.000288 | -0.000185 | 0 | -0.000136 | -0.000513 | -0.001083 | -0.001703 | -0.002389 | -0.002934 | -0.00357 | -0.004286 | -0.004848 | -0.005311 | -0.005584 | -0.005801 | -0.005711
0.008042 | 0.008397 | 0.008442 | 0.008089 | 0.007446 | 0.006667 | 0.005615 | 0.004679 | 0.003962 | 0.003432 | 0.002889 | 0.002352 | 0.001931 | 0.001493 | 0.001012 | 0.000666 | 0.000227 | 0.000158 | -0.000105 | -0.000147 | -0.00027 | -0.000322 | -0.000253 | -9e-05 | 0 | -4e-05 | -0.000495 | -0.001054 | -0.001702 | -0.002386 | -0.002965 | -0.003631 | -0.004348 | -0.004905 | -0.005332 | -0.005651 | -0.005839 | -0.005765
0.007752 | 0.008217 | 0.008364 | 0.007942 | 0.007322 | 0.006491 | 0.005484 | 0.004445 | 0.003767 | 0.003284 | 0.002751 | 0.00214 | 0.00179 | 0.001345 | 0.00092 | 0.000512 | 0.000207 | 2.1e-05 | -0.000187 | -0.000235 | -0.000279 | -0.000317 | -0.000284 | -0.000152 | 0 | -0.00011 | -0.000551 | -0.00112 | -0.001826 | -0.002489 | -0.003122 | -0.003771 | -0.004523 | -0.005111 | -0.005571 | -0.005875 | -0.006086 | -0.005952
0.007441 | 0.007888 | 0.008011 | 0.007619 | 0.007014 | 0.006185 | 0.005101 | 0.0041 | 0.003454 | 0.002976 | 0.002465 | 0.001929 | 0.001575 | 0.00115 | 0.000745 | 0.00041 | 9.7e-05 | -2.3e-05 | -0.00023 | -0.000285 | -0.000317 | -0.000387 | -0.000287 | -9.1e-05 | 0 | -0.000103 | -0.000559 | -0.001188 | -0.001902 | -0.002597 | -0.003199 | -0.003879 | -0.004624 | -0.005215 | -0.005638 | -0.005913 | -0.006144 | -0.00604
0.007106 | 0.007688 | 0.007848 | 0.007428 | 0.006787 | 0.005924 | 0.00488 | 0.003916 | 0.003251 | 0.002783 | 0.002275 | 0.001763 | 0.001461 | 0.001119 | 0.000711 | 0.000368 | 9.4e-05 | -6.5e-05 | -0.000245 | -0.000258 | -0.000358 | -0.000323 | -0.000233 | -8.3e-05 | 0 | -4.3e-05 | -0.000498 | -0.001156 | -0.001864 | -0.002603 | -0.003224 | -0.003925 | -0.004661 | -0.005301 | -0.005716 | -0.006055 | -0.006225 | -0.006138
0.006665 | 0.007232 | 0.007402 | 0.006994 | 0.006376 | 0.005575 | 0.004539 | 0.003556 | 0.002942 | 0.002511 | 0.002054 | 0.00155 | 0.00123 | 0.000875 | 0.000499 | 0.000197 | -7e-05 | -0.000189 | -0.000329 | -0.00039 | -0.000406 | -0.000407 | -0.000299 | -0.000115 | 0 | -0.000108 | -0.000564 | -0.001229 | -0.001931 | -0.002669 | -0.003326 | -0.004009 | -0.00478 | -0.005386 | -0.005827 | -0.006168 | -0.006367 | -0.006256
0.006435 | 0.00689 | 0.007065 | 0.006647 | 0.006048 | 0.005178 | 0.004107 | 0.003217 | 0.002695 | 0.002274 | 0.001824 | 0.001374 | 0.001077 | 0.000775 | 0.000382 | 9.3e-05 | -0.000171 | -0.000274 | -0.000412 | -0.000385 | -0.000436 | -0.000464 | -0.000338 | -0.000148 | 0 | -8.2e-05 | -0.000577 | -0.001267 | -0.001999 | -0.002728 | -0.003363 | -0.004086 | -0.004863 | -0.005473 | -0.005919 | -0.006227 | -0.006397 | -0.006327
0.006253 | 0.006769 | 0.006814 | 0.006412 | 0.00575 | 0.004906 | 0.003846 | 0.002927 | 0.002347 | 0.002012 | 0.001669 | 0.001196 | 0.000917 | 0.000667 | 0.000319 | 7e-06 | -0.00022 | -0.00033 | -0.000438 | -0.000451 | -0.00049 | -0.000468 | -0.000347 | -0.000166 | 0 | -0.000129 | -0.000581 | -0.001277 | -0.002044 | -0.002761 | -0.003415 | -0.004141 | -0.004877 | -0.005504 | -0.005918 | -0.006202 | -0.006424 | -0.006325
0.005997 | 0.006622 | 0.006601 | 0.006194 | 0.005541 | 0.004692 | 0.003593 | 0.002683 | 0.002213 | 0.001847 | 0.001492 | 0.001068 | 0.000805 | 0.000539 | 0.00022 | -3.4e-05 | -0.000293 | -0.000382 | -0.000453 | -0.000468 | -0.000467 | -0.000514 | -0.000345 | -0.000168 | 0 | -9.4e-05 | -0.000624 | -0.001298 | -0.002045 | -0.002825 | -0.003458 | -0.00417 | -0.004908 | -0.005517 | -0.005942 | -0.006249 | -0.006454 | -0.00636
0.005723 | 0.006371 | 0.006395 | 0.005984 | 0.005362 | 0.004563 | 0.003511 | 0.002583 | 0.002072 | 0.00169 | 0.001311 | 0.000949 | 0.000704 | 0.000446 | 0.000172 | -0.000106 | -0.000331 | -0.000378 | -0.000494 | -0.000462 | -0.000446 | -0.000463 | -0.000365 | -0.000135 | 0 | -0.000102 | -0.000594 | -0.001265 | -0.002023 | -0.002775 | -0.00344 | -0.004138 | -0.004905 | -0.005521 | -0.005967 | -0.006276 | -0.006468 | -0.006366
0.005609 | 0.006104 | 0.006307 | 0.0059 | 0.005238 | 0.004402 | 0.003332 | 0.002416 | 0.001922 | 0.00153 | 0.001176 | 0.000798 | 0.00055 | 0.000338 | 1.2e-05 | -0.000197 | -0.000382 | -0.000441 | -0.000523 | -0.000531 | -0.000519 | -0.000493 | -0.000376 | -0.000104 | 0 | -9.5e-05 | -0.000621 | -0.001272 | -0.002044 | -0.00281 | -0.003436 | -0.004178 | -0.004912 | -0.005512 | -0.005934 | -0.006249 | -0.006459 | -0.006341
0.005377 | 0.006029 | 0.006191 | 0.005776 | 0.005117 | 0.004262 | 0.003154 | 0.002287 | 0.001775 | 0.001429 | 0.001078 | 0.000727 | 0.000547 | 0.000286 | 2.6e-05 | -0.000205 | -0.000388 | -0.000433 | -0.000504 | -0.000475 | -0.000477 | -0.000461 | -0.000319 | -0.000123 | 0 | -6.4e-05 | -0.000597 | -0.001273 | -0.00205 | -0.002801 | -0.00344 | -0.004164 | -0.004888 | -0.005517 | -0.005917 | -0.006195 | -0.006401 | -0.006291
0.005226 | 0.005892 | 0.006091 | 0.005658 | 0.005017 | 0.00417 | 0.00308 | 0.002221 | 0.001723 | 0.00136 | 0.001037 | 0.000656 | 0.000469 | 0.0002 | -5.9e-05 | -0.000261 | -0.000479 | -0.000544 | -0.000569 | -0.000586 | -0.000548 | -0.00053 | -0.000351 | -0.000206 | 0 | -0.000166 | -0.000672 | -0.001382 | -0.002129 | -0.002897 | -0.003516 | -0.004234 | -0.004955 | -0.005534 | -0.005945 | -0.006253 | -0.006407 | -0.006296
0.005189 | 0.005854 | 0.005986 | 0.005541 | 0.004847 | 0.003978 | 0.002882 | 0.002003 | 0.001524 | 0.001229 | 0.000867 | 0.000516 | 0.000316 | 9.6e-05 | -0.000192 | -0.000375 | -0.000531 | -0.000549 | -0.000624 | -0.000587 | -0.000582 | -0.000527 | -0.000429 | -0.000189 | 0 | -0.000103 | -0.000635 | -0.001324 | -0.00207 | -0.00287 | -0.003466 | -0.004184 | -0.004913 | -0.005504 | -0.0059 | -0.006186 | -0.00635 | -0.006281
0.005004 | 0.005605 | 0.005796 | 0.005341 | 0.004644 | 0.00387 | 0.002742 | 0.001951 | 0.001458 | 0.001131 | 0.000836 | 0.000437 | 0.000296 | 0.000119 | -0.000146 | -0.000367 | -0.000529 | -0.000524 | -0.000568 | -0.000545 | -0.000559 | -0.000449 | -0.000321 | -0.000131 | 0 | -6.4e-05 | -0.000605 | -0.001297 | -0.002038 | -0.002772 | -0.003398 | -0.004129 | -0.004818 | -0.005436 | -0.005816 | -0.006124 | -0.006302 | -0.00623
0.004752 | 0.005412 | 0.005626 | 0.005211 | 0.004595 | 0.003707 | 0.002668 | 0.001782 | 0.001343 | 0.00103 | 0.000696 | 0.000413 | 0.000212 | -1.2e-05 | -0.000229 | -0.00039 | -0.000577 | -0.000593 | -0.000655 | -0.000642 | -0.000585 | -0.000554 | -0.00043 | -0.000209 | 0 | -0.000165 | -0.000665 | -0.00139 | -0.002102 | -0.002852 | -0.003479 | -0.004154 | -0.004862 | -0.005419 | -0.005881 | -0.006138 | -0.006313 | -0.006253
0.004796 | 0.005496 | 0.005612 | 0.005209 | 0.004529 | 0.00371 | 0.0026 | 0.001778 | 0.001371 | 0.001038 | 0.000756 | 0.000422 | 0.000268 | 2.6e-05 | -0.000209 | -0.00036 | -0.000561 | -0.000516 | -0.000573 | -0.000558 | -0.000551 | -0.000533 | -0.000389 | -0.000148 | 0 | -5.4e-05 | -0.000598 | -0.00133 | -0.002013 | -0.002795 | -0.003376 | -0.004113 | -0.004795 | -0.005357 | -0.005734 | -0.006005 | -0.006199 | -0.006121
0.004772 | 0.005428 | 0.005624 | 0.005155 | 0.004508 | 0.00364 | 0.002616 | 0.001823 | 0.001346 | 0.001011 | 0.000711 | 0.000371 | 0.00021 | 1.3e-05 | -0.000129 | -0.000374 | -0.00052 | -0.000542 | -0.000566 | -0.000545 | -0.000569 | -0.0004 | -0.000267 | -0.000123 | 0 | -0.000138 | -0.000603 | -0.001299 | -0.002035 | -0.002738 | -0.003339 | -0.004036 | -0.004703 | -0.005299 | -0.00569 | -0.005997 | -0.006184 | -0.006107
0.00455 | 0.005193 | 0.005367 | 0.004958 | 0.004346 | 0.003468 | 0.002469 | 0.00157 | 0.001188 | 0.000867 | 0.000613 | 0.000328 | 0.000133 | -3.4e-05 | -0.000273 | -0.000414 | -0.000504 | -0.000603 | -0.000619 | -0.000653 | -0.000537 | -0.000527 | -0.000416 | -0.000192 | 0 | -0.000163 | -0.000704 | -0.001336 | -0.002071 | -0.002772 | -0.003379 | -0.004035 | -0.004717 | -0.005262 | -0.005714 | -0.005998 | -0.006078 | -0.006071
0.004438 | 0.005171 | 0.005313 | 0.004906 | 0.004229 | 0.003442 | 0.002383 | 0.001599 | 0.001202 | 0.000889 | 0.000576 | 0.000283 | 0.000224 | 1.7e-05 | -0.000243 | -0.000386 | -0.000574 | -0.000457 | -0.000563 | -0.000509 | -0.000557 | -0.000465 | -0.000347 | -9e-05 | 0 | -6e-05 | -0.000604 | -0.001254 | -0.001948 | -0.002695 | -0.003264 | -0.003995 | -0.004631 | -0.005228 | -0.005554 | -0.005811 | -0.006018 | -0.005971
0.003778 | 0.004586 | 0.004913 | 0.004528 | 0.003958 | 0.003132 | 0.002162 | 0.001439 | 0.000969 | 0.000737 | 0.000535 | 0.000212 | 7.6e-05 | -0.0001 | -0.000221 | -0.000436 | -0.000492 | -0.000502 | -0.000588 | -0.000543 | -0.00053 | -0.000389 | -0.000247 | -4.8e-05 | 0 | -0.000135 | -0.000587 | -0.001248 | -0.00199 | -0.002624 | -0.003224 | -0.003886 | -0.004563 | -0.005118 | -0.005564 | -0.005932 | -0.006094 | -0.006053
0.003593 | 0.004477 | 0.004758 | 0.004475 | 0.003853 | 0.003107 | 0.002111 | 0.001291 | 0.001 | 0.000759 | 0.000502 | 0.000275 | 0.000133 | -4.8e-05 | -0.000298 | -0.000316 | -0.000514 | -0.000511 | -0.000595 | -0.000554 | -0.00045 | -0.000564 | -0.000394 | -0.00019 | 0 | -0.000124 | -0.000622 | -0.001326 | -0.001955 | -0.002713 | -0.003287 | -0.003883 | -0.00455 | -0.005079 | -0.005524 | -0.005738 | -0.005923 | -0.005969
0.003395 | 0.004392 | 0.004731 | 0.004405 | 0.003804 | 0.003081 | 0.002108 | 0.001433 | 0.00108 | 0.000758 | 0.000559 | 0.000279 | 0.000188 | -1e-05 | -0.000162 | -0.000293 | -0.000514 | -0.000363 | -0.000505 | -0.000397 | -0.000482 | -0.000385 | -0.000229 | -9.5e-05 | 0 | -7.3e-05 | -0.000606 | -0.001237 | -0.001891 | -0.002611 | -0.003183 | -0.003884 | -0.004517 | -0.005097 | -0.005425 | -0.005733 | -0.005953 | -0.005926
0.003442 | 0.004342 | 0.00473 | 0.004418 | 0.003884 | 0.003044 | 0.002168 | 0.001449 | 0.001014 | 0.000782 | 0.000626 | 0.000333 | 0.000227 | 8.6e-05 | -6.8e-05 | -0.00026 | -0.000282 | -0.000431 | -0.000462 | -0.000506 | -0.000455 | -0.00038 | -0.000241 | -0.000187 | 0 | -0.000194 | -0.000611 | -0.001333 | -0.002011 | -0.00265 | -0.003202 | -0.003804 | -0.004422 | -0.004958 | -0.005471 | -0.005763 | -0.005883 | -0.005889
0.003365 | 0.004373 | 0.004668 | 0.00439 | 0.003812 | 0.003106 | 0.002162 | 0.001368 | 0.001004 | 0.000904 | 0.000666 | 0.000507 | 0.000311 | 4e-05 | -0.000166 | -0.000174 | -0.000445 | -0.000376 | -0.000458 | -0.000389 | -0.000391 | -0.000439 | -0.000359 | -0.000184 | 0 | -9.5e-05 | -0.000666 | -0.001258 | -0.001912 | -0.002615 | -0.003143 | -0.003777 | -0.004404 | -0.004865 | -0.005306 | -0.005553 | -0.005686 | -0.005742
0.003416 | 0.004403 | 0.004756 | 0.004442 | 0.003878 | 0.003205 | 0.002279 | 0.001659 | 0.001321 | 0.000987 | 0.000772 | 0.000539 | 0.000492 | 0.000295 | 0.000159 | 3.8e-05 | -0.000178 | -0.000238 | -0.000294 | -0.000241 | -0.000316 | -0.000182 | -8e-05 | 1.5e-05 | 0 | -4.6e-05 | -0.000506 | -0.001193 | -0.001796 | -0.002422 | -0.002953 | -0.00365 | -0.004239 | -0.004805 | -0.005108 | -0.005372 | -0.005698 | -0.005654
0.003405 | 0.00427 | 0.004614 | 0.004344 | 0.00386 | 0.003032 | 0.002233 | 0.001536 | 0.00112 | 0.000924 | 0.000733 | 0.000493 | 0.000351 | 0.000182 | 0.0001 | -0.000115 | -0.000176 | -0.000307 | -0.000357 | -0.000431 | -0.000356 | -0.000372 | -0.000247 | -0.000136 | 0 | -0.000201 | -0.000655 | -0.001267 | -0.001919 | -0.002492 | -0.00305 | -0.003549 | -0.004188 | -0.004597 | -0.005145 | -0.005422 | -0.005499 | -0.005587
0.003413 | 0.004434 | 0.004677 | 0.004338 | 0.003767 | 0.003183 | 0.002297 | 0.001555 | 0.001297 | 0.001077 | 0.000855 | 0.000657 | 0.00055 | 0.00029 | -4e-06 | 6.2e-05 | -0.000258 | -0.000187 | -0.000345 | -0.000253 | -0.000216 | -0.000394 | -0.000272 | -0.000158 | 0 | -7.6e-05 | -0.000706 | -0.001191 | -0.001761 | -0.002482 | -0.002927 | -0.003544 | -0.004145 | -0.004598 | -0.004956 | -0.005179 | -0.005338 | -0.00543
0.003626 | 0.004406 | 0.004746 | 0.004394 | 0.003872 | 0.003199 | 0.002319 | 0.001745 | 0.001376 | 0.001038 | 0.000943 | 0.000657 | 0.000556 | 0.000376 | 0.000283 | 3.6e-05 | 7e-06 | -0.000133 | -0.000238 | -0.000225 | -0.000357 | -0.000258 | -0.000104 | -0.000134 | 0 | -0.000134 | -0.000495 | -0.001228 | -0.001788 | -0.002322 | -0.002896 | -0.003438 | -0.003997 | -0.004493 | -0.004798 | -0.005166 | -0.005357 | -0.005299
0.00332 | 0.004153 | 0.004451 | 0.004175 | 0.003742 | 0.002929 | 0.002246 | 0.001537 | 0.00117 | 0.001052 | 0.000824 | 0.000637 | 0.000472 | 0.000263 | 0.000205 | 7.9e-05 | -8.6e-05 | -0.000189 | -0.000203 | -0.000334 | -0.000275 | -0.000347 | -0.000257 | -0.000182 | 0 | -0.00015 | -0.000591 | -0.00117 | -0.001775 | -0.002301 | -0.002776 | -0.003234 | -0.003781 | -0.004184 | -0.004673 | -0.004926 | -0.004986 | -0.005165
0.003486 | 0.004291 | 0.004449 | 0.004132 | 0.003533 | 0.003064 | 0.002222 | 0.001567 | 0.001322 | 0.00113 | 0.000884 | 0.000695 | 0.000652 | 0.000437 | 0.000203 | 0.00017 | -0.000197 | -0.000111 | -0.000233 | -0.000163 | -0.000163 | -0.000309 | -0.000241 | -6.4e-05 | 0 | 0 | -0.000586 | -0.001101 | -0.001565 | -0.002203 | -0.002635 | -0.003169 | -0.003774 | -0.004195 | -0.004522 | -0.004654 | -0.004922 | -0.005009
0.003757 | 0.00437 | 0.00458 | 0.004317 | 0.003837 | 0.003126 | 0.002329 | 0.001846 | 0.001386 | 0.001077 | 0.001032 | 0.000629 | 0.000732 | 0.0005 | 0.000427 | 0.000192 | 1.3e-05 | -1e-06 | -0.000229 | -0.000206 | -0.000383 | -0.000202 | 8e-06 | 3.6e-05 | 0 | -7.3e-05 | -0.000528 | -0.001128 | -0.001682 | -0.002097 | -0.0026 | -0.003102 | -0.003537 | -0.004037 | -0.004383 | -0.004676 | -0.004832 | -0.004874
0.004144 | 0.004694 | 0.004726 | 0.004406 | 0.003861 | 0.003167 | 0.002489 | 0.001704 | 0.001404 | 0.001275 | 0.000967 | 0.000816 | 0.000672 | 0.000517 | 0.000155 | 0.000142 | 5.1e-05 | -0.00017 | -0.000275 | -0.000221 | -0.000165 | -0.000435 | -0.000251 | -0.000153 | 0 | -0.000199 | -0.00065 | -0.0011 | -0.001683 | -0.002224 | -0.002672 | -0.003056 | -0.003577 | -0.003919 | -0.004293 | -0.00446 | -0.004521 | -0.004726
0.004604 | 0.005099 | 0.005142 | 0.004703 | 0.004147 | 0.003636 | 0.002792 | 0.002202 | 0.001884 | 0.001582 | 0.001323 | 0.001026 | 0.000952 | 0.000685 | 0.000427 | 0.000462 | 6.5e-05 | 0.000119 | -8.2e-05 | -0.000158 | -0.000135 | -0.000188 | -8.1e-05 | -1e-05 | 0 | -4.1e-05 | -0.000468 | -0.000987 | -0.001501 | -0.001992 | -0.002459 | -0.002985 | -0.003431 | -0.00388 | -0.00405 | -0.004237 | -0.004452 | -0.004458
0.004609 | 0.005034 | 0.005047 | 0.00469 | 0.004162 | 0.003408 | 0.002708 | 0.002186 | 0.001823 | 0.0014 | 0.001334 | 0.001004 | 0.001006 | 0.000616 | 0.000631 | 0.000326 | 0.000265 | 7e-06 | -0.000129 | -7e-05 | -0.000369 | -0.000215 | -7.2e-05 | -0.000111 | 0 | -0.00016 | -0.000488 | -0.001072 | -0.001568 | -0.001978 | -0.00246 | -0.002822 | -0.003268 | -0.003661 | -0.004061 | -0.004289 | -0.004314 | -0.004465
0.003741 | 0.006055 | 0.006675 | 0.006387 | 0.005737 | 0.005213 | 0.004481 | 0.003433 | 0.002859 | 0.002796 | 0.002443 | 0.002165 | 0.001821 | 0.001458 | 0.000941 | 0.001084 | 0.000636 | 0.000375 | 0.000223 | 0.000159 | 0.000454 | -0.000136 | -0.000268 | -4.7e-05 | 0 | -0.000267 | -0.001032 | -0.001439 | -0.002159 | -0.002909 | -0.003526 | -0.003949 | -0.004746 | -0.005128 | -0.005841 | -0.005946 | -0.005936 | -0.006023