## Moorings
Mooring OOIBARCODE | Ref Des | Serial Number | Deployment Number | Anchor Launch Date | Anchor Launch Time | Recover Date | Latitude | Longitude | Water Depth | Cruise Number | Notes
OL000091 | GA01SUMO | GA01SUMO-00002 | 2 | 2015-11-14 | 21:06 |  | 42° 55.476' S | 42° 35.201' W | 5188 | NBP-15-10 |  | -42.9246 | -42.5867

## Asset_Cal_Info
Ref Des | Mooring OOIBARCODE | Mooring Serial Number | Deployment Number | Sensor OOIBARCODE | Sensor Serial Number | Calibration Cofficient Name | Calibration Cofficient Value | Notes
GA01SUMO-SBD11-01-MOPAK0000 | OL000091 | GA01SUMO-00002 | 2 | OL000092 | GA01SUMO-00002-MOPAK |  |  | This is a bogus serial number; no Calibration Coefficient
GA01SUMO-SBD11-03-HYDGN0000 | OL000091 | GA01SUMO-00002 | 2 | OL000093 | GA01SUMO-00002-HYDGN1 |  |  | The serial number used here is bogus, pending identification of the real serial number.
GA01SUMO-SBD12-03-HYDGN0000 | OL000091 | GA01SUMO-00002 | 2 | OL000094 | GA01SUMO-00002-HYDGN2 |  |  | The serial number used here is bogus, pending identification of the real serial number.
GA01SUMO-SBD11-06-METBKA000 | OL000091 | GA01SUMO-00002 | 2 | OL000061 | LGR024 | CC_lat | -42.9246
GA01SUMO-SBD11-06-METBKA000 | OL000091 | GA01SUMO-00002 | 2 | OL000061 | LGR024 | CC_lon | -42.5867
GA01SUMO-SBD11-06-METBKA000 | OL000091 | GA01SUMO-00002 | 2 | OL000061 | LGR024 | CC_depth_of_conductivity_and_temperature_measurements_m | 0.68
GA01SUMO-SBD11-06-METBKA000 | OL000091 | GA01SUMO-00002 | 2 | OL000061 | LGR024 | CC_height_of_air_humidity_measurement_m | 5.76
GA01SUMO-SBD11-06-METBKA000 | OL000091 | GA01SUMO-00002 | 2 | OL000061 | LGR024 | CC_height_of_air_temperature_measurement_m | 5.76
GA01SUMO-SBD11-06-METBKA000 | OL000091 | GA01SUMO-00002 | 2 | OL000061 | LGR024 | CC_height_of_windspeed_sensor_above_sealevel_m | 6.29
GA01SUMO-SBD11-06-METBKA000 | OL000091 | GA01SUMO-00002 | 2 | OL000061 | LGR024 | CC_jcool | 1 | Constant
GA01SUMO-SBD11-06-METBKA000 | OL000091 | GA01SUMO-00002 | 2 | OL000061 | LGR024 | CC_jwarm | 1 | Constant
GA01SUMO-SBD11-06-METBKA000 | OL000091 | GA01SUMO-00002 | 2 | OL000061 | LGR024 | CC_zinvpbl | 600 | Constant
GA01SUMO-SBD12-06-METBKA000 | OL000091 | GA01SUMO-00002 | 2 | OL000062 | LGR020 | CC_lat | -42.9246
GA01SUMO-SBD12-06-METBKA000 | OL000091 | GA01SUMO-00002 | 2 | OL000062 | LGR020 | CC_lon | -42.5867
GA01SUMO-SBD12-06-METBKA000 | OL000091 | GA01SUMO-00002 | 2 | OL000062 | LGR020 | CC_depth_of_conductivity_and_temperature_measurements_m | 0.81
GA01SUMO-SBD12-06-METBKA000 | OL000091 | GA01SUMO-00002 | 2 | OL000062 | LGR020 | CC_height_of_air_humidity_measurement_m | 5.76
GA01SUMO-SBD12-06-METBKA000 | OL000091 | GA01SUMO-00002 | 2 | OL000062 | LGR020 | CC_height_of_air_temperature_measurement_m | 5.76
GA01SUMO-SBD12-06-METBKA000 | OL000091 | GA01SUMO-00002 | 2 | OL000062 | LGR020 | CC_height_of_windspeed_sensor_above_sealevel_m | 6.29
GA01SUMO-SBD12-06-METBKA000 | OL000091 | GA01SUMO-00002 | 2 | OL000062 | LGR020 | CC_jcool | 1 | Constant
GA01SUMO-SBD12-06-METBKA000 | OL000091 | GA01SUMO-00002 | 2 | OL000062 | LGR020 | CC_jwarm | 1 | Constant
GA01SUMO-SBD12-06-METBKA000 | OL000091 | GA01SUMO-00002 | 2 | OL000062 | LGR020 | CC_zinvpbl | 600 | Constant
GA01SUMO-SBD11-04-DOSTAD000 | OL000091 | GA01SUMO-00002 | 2 | A01301 | 461 | CC_lat | -42.9246
GA01SUMO-SBD11-04-DOSTAD000 | OL000091 | GA01SUMO-00002 | 2 | A01301 | 461 | CC_lon | -42.5867
GA01SUMO-SBD11-04-DOSTAD000 | OL000091 | GA01SUMO-00002 | 2 | A01301 | 461 | CC_csv | [2.7785E-03,1.18668E-04,2.37859E-06,2.29376E+02,-3.46061E-01,-5.81254E+01,4.55229E+00]
GA01SUMO-SBD11-04-DOSTAD000 | OL000091 | GA01SUMO-00002 | 2 | A01301 | 461 | CC_ct_depth | 1
GA01SUMO-RID16-06-DOSTAD000 | OL000091 | GA01SUMO-00002 | 2 | A01300 | 460 | CC_lat | -42.9246
GA01SUMO-RID16-06-DOSTAD000 | OL000091 | GA01SUMO-00002 | 2 | A01300 | 460 | CC_lon | -42.5867
GA01SUMO-RID16-06-DOSTAD000 | OL000091 | GA01SUMO-00002 | 2 | A01300 | 460 | CC_csv | [2.84398E-03,1.20647E-04,2.44020E-06,2.30789E+02,-3.09291E-01,-5.60338E+01,4.56182E+00]
GA01SUMO-RID16-06-DOSTAD000 | OL000091 | GA01SUMO-00002 | 2 | A01300 | 460 | CC_ct_depth | 12
GA01SUMO-RII11-02-DOSTAD031 | OL000091 | GA01SUMO-00002 | 2 | A01302 | 462 | CC_lat | -42.9246
GA01SUMO-RII11-02-DOSTAD031 | OL000091 | GA01SUMO-00002 | 2 | A01302 | 462 | CC_lon | -42.5867
GA01SUMO-RII11-02-DOSTAD031 | OL000091 | GA01SUMO-00002 | 2 | A01302 | 462 | CC_csv | [2.81045E-03,1.19919E-04,2.43783E-06,2.29983E+02,-3.09293E-01,-5.83280E+01,4.54499E+00]
GA01SUMO-RII11-02-DOSTAD031 | OL000091 | GA01SUMO-00002 | 2 | A01302 | 462 | CC_ct_depth | 40
GA01SUMO-RII11-02-DOSTAD032 | OL000091 | GA01SUMO-00002 | 2 | A01303 | 463 | CC_lat | -42.9246
GA01SUMO-RII11-02-DOSTAD032 | OL000091 | GA01SUMO-00002 | 2 | A01303 | 463 | CC_lon | -42.5867
GA01SUMO-RII11-02-DOSTAD032 | OL000091 | GA01SUMO-00002 | 2 | A01303 | 463 | CC_csv | [2.84389E-03,1.20462E-04,2.41676E-06,2.31388E+02,-3.28965E-01,-5.62037E+01,4.55300E+00]
GA01SUMO-RII11-02-DOSTAD032 | OL000091 | GA01SUMO-00002 | 2 | A01303 | 463 | CC_ct_depth | 80
GA01SUMO-RII11-02-DOSTAD033 | OL000091 | GA01SUMO-00002 | 2 | A01304 | 464 | CC_lat | -42.9246
GA01SUMO-RII11-02-DOSTAD033 | OL000091 | GA01SUMO-00002 | 2 | A01304 | 464 | CC_lon | -42.5867
GA01SUMO-RII11-02-DOSTAD033 | OL000091 | GA01SUMO-00002 | 2 | A01304 | 464 | CC_csv | [2.76664E-03,1.18732E-04,2.29776E-06,2.29383E+02,-3.64046E-01,-5.71255E+01,4.56282E+00]
GA01SUMO-RII11-02-DOSTAD033 | OL000091 | GA01SUMO-00002 | 2 | A01304 | 464 | CC_ct_depth | 130
GA01SUMO-SBD11-05-SPKIRB000 | OL000091 | GA01SUMO-00002 | 2 | A00405 | 238 | CC_immersion_factor | [1.368, 1.41, 1.365, 1.354, 1.372, 1.322, 1.347]
GA01SUMO-SBD11-05-SPKIRB000 | OL000091 | GA01SUMO-00002 | 2 | A00405 | 238 | CC_offset | [2147463549.1, 2147907506.4, 2147870708.1, 2147322506.6, 2146664621.8, 2147778008.7, 2147025437.1]
GA01SUMO-SBD11-05-SPKIRB000 | OL000091 | GA01SUMO-00002 | 2 | A00405 | 238 | CC_scale | [0.000000220412185122, 0.000000201831992744, 0.000000206531592866, 0.000000208032659161, 0.000000219048132837, 0.000000211741538497, 0.000000207067350796]
GA01SUMO-RID16-08-SPKIRB000 | OL000091 | GA01SUMO-00002 | 2 | OL000095 | 299 | CC_immersion_factor | [1.368, 1.41, 1.365, 1.354, 1.372, 1.322, 1.347]
GA01SUMO-RID16-08-SPKIRB000 | OL000091 | GA01SUMO-00002 | 2 | OL000095 | 299 | CC_offset | [2147424525, 2147745680.8, 2146988060.4, 2147328503.2, 2147161002.1, 2147798598.1, 2147438820.2]
GA01SUMO-RID16-08-SPKIRB000 | OL000091 | GA01SUMO-00002 | 2 | OL000095 | 299 | CC_scale | [0.000000220721439796, 0.000000206455872302, 0.000000208876629046, 0.000000210467819264, 0.000000223494658298, 0.000000220390161847, 0.0000002227253754]
GA01SUMO-SBD11-08-NUTNRB000 | OL000091 | GA01SUMO-00002 | 2 | A01494 | 276 | CC_lower_wavelength_limit_for_spectra_fit | 217 | Constant
GA01SUMO-SBD11-08-NUTNRB000 | OL000091 | GA01SUMO-00002 | 2 | A01494 | 276 | CC_upper_wavelength_limit_for_spectra_fit | 240 | Constant
GA01SUMO-SBD11-08-NUTNRB000 | OL000091 | GA01SUMO-00002 | 2 | A01494 | 276 | CC_cal_temp | 19.93
GA01SUMO-SBD11-08-NUTNRB000 | OL000091 | GA01SUMO-00002 | 2 | A01494 | 276 | CC_wl | [188.54, 189.35, 190.15, 190.96, 191.76, 192.57, 193.37, 194.18, 194.98, 195.79, 196.6, 197.4, 198.21, 199.02, 199.83, 200.63, 201.44, 202.25, 203.06, 203.87, 204.68, 205.49, 206.3, 207.1, 207.91, 208.72, 209.53, 210.35, 211.16, 211.97, 212.78, 213.59, 214.4, 215.21, 216.02, 216.84, 217.65, 218.46, 219.27, 220.09, 220.9, 221.71, 222.53, 223.34, 224.15, 224.97, 225.78, 226.6, 227.41, 228.23, 229.04, 229.86, 230.67, 231.49, 232.3, 233.12, 233.93, 234.75, 235.57, 236.38, 237.2, 238.01, 238.83, 239.65, 240.46, 241.28, 242.1, 242.92, 243.73, 244.55, 245.37, 246.19, 247.01, 247.82, 248.64, 249.46, 250.28, 251.1, 251.92, 252.73, 253.55, 254.37, 255.19, 256.01, 256.83, 257.65, 258.47, 259.29, 260.11, 260.93, 261.75, 262.57, 263.39, 264.21, 265.03, 265.85, 266.67, 267.49, 268.31, 269.13, 269.95, 270.77, 271.59, 272.42, 273.24, 274.06, 274.88, 275.7, 276.52, 277.34, 278.16, 278.98, 279.81, 280.63, 281.45, 282.27, 283.09, 283.91, 284.74, 285.56, 286.38, 287.2, 288.02, 288.84, 289.67, 290.49, 291.31, 292.13, 292.95, 293.78, 294.6, 295.42, 296.24, 297.06, 297.88, 298.71, 299.53, 300.35, 301.17, 301.99, 302.82, 303.64, 304.46, 305.28, 306.1, 306.93, 307.75, 308.57, 309.39, 310.21, 311.04, 311.86, 312.68, 313.5, 314.32, 315.14, 315.97, 316.79, 317.61, 318.43, 319.25, 320.07, 320.89, 321.72, 322.54, 323.36, 324.18, 325, 325.82, 326.64, 327.46, 328.28, 329.1, 329.92, 330.74, 331.57, 332.39, 333.21, 334.03, 334.85, 335.67, 336.49, 337.31, 338.13, 338.95, 339.77, 340.58, 341.4, 342.22, 343.04, 343.86, 344.68, 345.5, 346.32, 347.14, 347.96, 348.77, 349.59, 350.41, 351.23, 352.05, 352.86, 353.68, 354.5, 355.32, 356.14, 356.95, 357.77, 358.59, 359.4, 360.22, 361.04, 361.85, 362.67, 363.48, 364.3, 365.12, 365.93, 366.75, 367.56, 368.38, 369.19, 370.01, 370.82, 371.64, 372.45, 373.26, 374.08, 374.89, 375.71, 376.52, 377.33, 378.15, 378.96, 379.77, 380.58, 381.4, 382.21, 383.02, 383.83, 384.64, 385.45, 386.26, 387.08, 387.89, 388.7, 389.51, 390.32, 391.13, 391.94, 392.75, 393.55, 394.36, 395.17, 395.98, 396.79]
GA01SUMO-SBD11-08-NUTNRB000 | OL000091 | GA01SUMO-00002 | 2 | A01494 | 276 | CC_eno3 | [-0.00960599, -0.02811174, -0.01531139, -0.00778232, 0.00025179, -0.00119469, 0.00582925, 0.00953678, 0.0107432, 0.00288667, 0.00729227, 0.00467716, 0.00548509, -0.01174185, 0.00022296, 0.00458015, -0.00124849, -0.00043423, -0.00140136, -0.00280594, -0.00036874, 0.00292638, 0.00420851, 0.00306784, 0.00466621, 0.00655749, 0.0064576, 0.00668305, 0.00671675, 0.00659864, 0.00633933, 0.00609381, 0.00578614, 0.00545168, 0.00510397, 0.00477368, 0.00441338, 0.00407706, 0.00374056, 0.00341845, 0.0030998, 0.00280637, 0.00250405, 0.00223896, 0.00197647, 0.00174286, 0.00151101, 0.00131691, 0.0011457, 0.00097359, 0.0008383, 0.00070992, 0.00060154, 0.00049934, 0.00041286, 0.00034248, 0.00027822, 0.0002193, 0.00018108, 0.00013855, 0.00010966, 0.00008601, 0.00006222, 0.00004822, 0.00003251, 0.000021, 0.00000829, 0.00000626, -0.00000029, -0.00001009, -0.00001267, -0.0000142, -0.00000648, -0.00000824, -0.00001341, -0.00000961, -0.00000977, -0.00000618, -0.0000097, -0.00001024, -0.00000961, -0.00000966, 0.00000164, 0.00000162, 0.00001141, 0.00001024, 0.00001807, 0.00001912, 0.00002477, 0.00003099, 0.00003831, 0.00003264, 0.00004984, 0.00004543, 0.00004769, 0.00003397, 0.00005183, 0.00004432, 0.00005616, 0.00005812, 0.00006008, 0.00005674, 0.00006722, 0.00006857, 0.00007173, 0.00006969, 0.00008054, 0.00008586, 0.00008263, 0.00009155, 0.00009974, 0.00011039, 0.0000946, 0.00011049, 0.00010478, 0.00011799, 0.00011409, 0.00010977, 0.00011709, 0.00012198, 0.00013667, 0.00014808, 0.00014074, 0.0001405, 0.00013851, 0.00012851, 0.00013563, 0.00014882, 0.00014716, 0.00015163, 0.00016104, 0.00016698, 0.00017518, 0.00017542, 0.00017959, 0.00016823, 0.00018063, 0.00018909, 0.00019318, 0.00017891, 0.00018397, 0.00020205, 0.00019893, 0.0002159, 0.00021667, 0.00021238, 0.00023177, 0.00021194, 0.00022952, 0.00022827, 0.00023094, 0.00023353, 0.00022907, 0.00023065, 0.0002447, 0.00023271, 0.00022997, 0.00026338, 0.0002627, 0.00025827, 0.00026589, 0.00025806, 0.00027052, 0.00026192, 0.00026373, 0.00027069, 0.00027686, 0.0002977, 0.0002897, 0.00029764, 0.00029236, 0.00029287, 0.00028284, 0.00030021, 0.00030327, 0.00028676, 0.00031092, 0.00030968, 0.00033944, 0.00034292, 0.00032974, 0.00034221, 0.00032091, 0.00032874, 0.00034765, 0.00035574, 0.00035589, 0.00034638, 0.00034475, 0.00033483, 0.00038583, 0.00038929, 0.00038607, 0.00038612, 0.00038952, 0.00035885, 0.0003877, 0.00038067, 0.00038395, 0.00038725, 0.00038178, 0.00040616, 0.0003562, 0.00038783, 0.00033692, 0.00037958, 0.00039728, 0.00041887, 0.00039784, 0.00042536, 0.00041136, 0.0004572, 0.0004271, 0.00044228, 0.00047024, 0.00045509, 0.00041329, 0.0004772, 0.00045854, 0.00045029, 0.00043431, 0.00045114, 0.00039873, 0.00047968, 0.00045625, 0.00045051, 0.00046699, 0.00046968, 0.00042455, 0.00040166, 0.0004747, 0.00045475, 0.00051623, 0.00047639, 0.00050272, 0.00049527, 0.00054086, 0.00053364, 0.00057094, 0.00057158, 0.00055601, 0.00058008, 0.00050155, 0.00060074, 0.00051972, 0.00063064, 0.00060012, 0.00054614, 0.00048159, 0.00052099, 0.00047004, 0.00048592, 0.00040857, 0.00053645, 0.00056793, 0.00057125]
GA01SUMO-SBD11-08-NUTNRB000 | OL000091 | GA01SUMO-00002 | 2 | A01494 | 276 | CC_eswa | [0.01043767, 0.04304932, 0.03236873, 0.01170524, 0.00497871, 0.00457722, 0.01208815, 0.00044703, 0.0018532, 0.00259616, 0.00531233, 0.00909268, 0.01221119, 0.03629353, 0.03678625, 0.04982427, 0.05716166, 0.0636224, 0.07104779, 0.07322105, 0.07138957, 0.06879718, 0.06873033, 0.06606497, 0.06004566, 0.05259747, 0.04547587, 0.03826274, 0.03176186, 0.02603507, 0.02130546, 0.01719021, 0.01380956, 0.01106372, 0.00878415, 0.00695949, 0.00549231, 0.00431167, 0.00337787, 0.00264318, 0.00206625, 0.00159982, 0.0012517, 0.00097048, 0.00076751, 0.0005993, 0.00048035, 0.00037507, 0.00030347, 0.00024803, 0.00019528, 0.00017488, 0.00014508, 0.00012464, 0.00010625, 0.00008626, 0.0000731, 0.00006367, 0.00005621, 0.00004876, 0.00003824, 0.0000238, 0.00002096, 0.00001571, 0.00001633, 0.00001127, 0.00000695, 0.0000008, 0.00000026, -0.00000083, -0.00000128, -0.00000662, -0.00001251, -0.00001211, -0.00001424, -0.0000066, -0.00000566, -0.00000456, -0.00000046, 0.00000469, 0.00000428, 0.0000042, -0.0000061, 0.00000846, -0.00000822, 0.00000466, 0.00000511, 0.00001218, 0.00000374, 0.00000832, 0.00000514, 0.0000142, 0.00000633, 0.00000991, 0.00001155, 0.0000227, 0.00000713, 0.00001824, 0.00001729, 0.00002003, 0.00001644, 0.00003379, 0.00003319, 0.0000332, 0.000047, 0.00003951, 0.00004682, 0.00004833, 0.00004258, 0.00003591, 0.00003985, 0.00002197, 0.00004112, 0.00002288, 0.00006173, 0.00004055, 0.00005906, 0.00006139, 0.0000493, 0.00005567, 0.0000312, 0.000041, 0.00004125, 0.00005715, 0.0000558, 0.0000775, 0.00006681, 0.00006721, 0.00007423, 0.00007097, 0.00007827, 0.00007366, 0.00008113, 0.00008088, 0.00008286, 0.00009928, 0.00009055, 0.00010131, 0.00010324, 0.00012006, 0.00012667, 0.0001162, 0.00011936, 0.00011059, 0.00012042, 0.0001245, 0.00011828, 0.00013745, 0.0001329, 0.00014155, 0.00014351, 0.00014936, 0.00015762, 0.0001642, 0.00015195, 0.00017202, 0.00019788, 0.00017772, 0.00018456, 0.00020108, 0.00019248, 0.00020224, 0.00018451, 0.00020031, 0.00021201, 0.00019603, 0.00019759, 0.00020982, 0.00018875, 0.00021418, 0.00021414, 0.00024798, 0.00023928, 0.00024147, 0.00021697, 0.00024448, 0.00024703, 0.00028162, 0.00025618, 0.00025381, 0.00026054, 0.00027872, 0.00027078, 0.00029501, 0.00028719, 0.00027705, 0.0002629, 0.0003013, 0.00028681, 0.00033201, 0.00029955, 0.0002706, 0.00029011, 0.0002997, 0.00028451, 0.00029609, 0.0003034, 0.00034058, 0.00035478, 0.00034358, 0.00033868, 0.00034437, 0.00038894, 0.00036438, 0.00043813, 0.00039788, 0.00034127, 0.00036928, 0.00035394, 0.0003337, 0.00036177, 0.00033326, 0.00038106, 0.00036881, 0.00039584, 0.00042643, 0.00050243, 0.00040813, 0.00041856, 0.00044879, 0.00040823, 0.00042142, 0.00045952, 0.00045886, 0.00045459, 0.00048033, 0.00041747, 0.00045056, 0.00048171, 0.00049199, 0.00047578, 0.00053318, 0.00045337, 0.00048409, 0.00045764, 0.00042513, 0.00044328, 0.00042601, 0.00041776, 0.00054928, 0.0005046, 0.00058061, 0.0005745, 0.00056315, 0.0006132, 0.00053886, 0.00058442, 0.00056643, 0.00063575, 0.00060126, 0.0006437, 0.00060895, 0.00061835, 0.00055825, 0.00053616, 0.00054011]
GA01SUMO-SBD11-08-NUTNRB000 | OL000091 | GA01SUMO-00002 | 2 | A01494 | 276 | CC_di | [25, 27, 36, 25, 33, 32, 54, 34, 39, 35, 43, 45, 57, 145, 418, 1259, 3138, 6147, 9672, 12729, 14765, 15913, 16393, 16618, 16755, 16987, 17398, 17978, 18876, 19991, 21409, 23093, 25020, 27158, 29379, 31643, 33702, 35400, 36592, 37158, 37021, 36261, 35041, 33535, 32009, 30485, 29166, 28118, 27325, 26831, 26617, 26691, 27010, 27551, 28319, 29313, 30485, 31801, 33295, 34887, 36499, 38077, 39575, 40891, 41933, 42580, 42752, 42477, 41680, 40420, 38788, 36952, 34940, 32970, 30996, 29160, 27472, 25959, 24597, 23437, 22405, 21538, 20795, 20210, 19727, 19373, 19129, 19003, 18955, 19020, 19177, 19440, 19745, 20147, 20586, 21031, 21502, 21929, 22303, 22573, 22718, 22713, 22554, 22207, 21714, 21064, 20322, 19512, 18681, 17837, 17036, 16259, 15551, 14901, 14354, 13828, 13401, 13019, 12701, 12456, 12255, 12129, 12035, 12015, 12029, 12099, 12212, 12358, 12559, 12769, 13037, 13316, 13627, 13929, 14273, 14604, 14939, 15287, 15603, 15908, 16193, 16423, 16611, 16746, 16828, 16835, 16814, 16714, 16559, 16355, 16073, 15759, 15400, 15007, 14587, 14167, 13738, 13295, 12869, 12442, 12051, 11676, 11295, 10943, 10610, 10261, 9964, 9664, 9339, 9058, 8777, 8529, 8282, 8063, 7853, 7688, 7539, 7416, 7301, 7211, 7127, 7068, 6991, 6941, 6891, 6820, 6763, 6715, 6640, 6597, 6541, 6485, 6443, 6407, 6359, 6319, 6269, 6246, 6213, 6175, 6143, 6112, 6077, 6032, 6004, 5942, 5882, 5846, 5759, 5687, 5615, 5516, 5439, 5341, 5243, 5149, 5042, 4927, 4819, 4717, 4565, 4437, 4305, 4172, 4031, 3921, 3796, 3697, 3605, 3517, 3431, 3358, 3295, 3241, 3169, 3085, 3012, 2927, 2863, 2809, 2735, 2685, 2620, 2591, 2548, 2511, 2473, 2429, 2402, 2398, 2397, 2365, 2315, 2261, 2193, 2193]
GA01SUMO-RID16-07-NUTNRB000 | OL000091 | GA01SUMO-00002 | 2 | A01493 | 275 | CC_lower_wavelength_limit_for_spectra_fit | 217 | Constant
GA01SUMO-RID16-07-NUTNRB000 | OL000091 | GA01SUMO-00002 | 2 | A01493 | 275 | CC_upper_wavelength_limit_for_spectra_fit | 240 | Constant
GA01SUMO-RID16-07-NUTNRB000 | OL000091 | GA01SUMO-00002 | 2 | A01493 | 275 | CC_cal_temp | 19.9
GA01SUMO-RID16-07-NUTNRB000 | OL000091 | GA01SUMO-00002 | 2 | A01493 | 275 | CC_wl | [191.25, 192.05, 192.85, 193.65, 194.45, 195.25, 196.05, 196.85, 197.65, 198.45, 199.25, 200.06, 200.86, 201.66, 202.46, 203.26, 204.07, 204.87, 205.67, 206.47, 207.28, 208.08, 208.88, 209.69, 210.49, 211.29, 212.1, 212.9, 213.71, 214.51, 215.31, 216.12, 216.92, 217.73, 218.53, 219.34, 220.14, 220.95, 221.75, 222.56, 223.37, 224.17, 224.98, 225.78, 226.59, 227.4, 228.2, 229.01, 229.81, 230.62, 231.43, 232.23, 233.04, 233.85, 234.66, 235.46, 236.27, 237.08, 237.89, 238.69, 239.5, 240.31, 241.12, 241.92, 242.73, 243.54, 244.35, 245.16, 245.96, 246.77, 247.58, 248.39, 249.2, 250.01, 250.82, 251.62, 252.43, 253.24, 254.05, 254.86, 255.67, 256.48, 257.29, 258.1, 258.9, 259.71, 260.52, 261.33, 262.14, 262.95, 263.76, 264.57, 265.38, 266.19, 267, 267.81, 268.62, 269.42, 270.23, 271.04, 271.85, 272.66, 273.47, 274.28, 275.09, 275.9, 276.71, 277.52, 278.33, 279.14, 279.95, 280.76, 281.57, 282.38, 283.18, 283.99, 284.8, 285.61, 286.42, 287.23, 288.04, 288.85, 289.66, 290.47, 291.28, 292.09, 292.89, 293.7, 294.51, 295.32, 296.13, 296.94, 297.75, 298.56, 299.36, 300.17, 300.98, 301.79, 302.6, 303.41, 304.21, 305.02, 305.83, 306.64, 307.45, 308.25, 309.06, 309.87, 310.68, 311.49, 312.29, 313.1, 313.91, 314.71, 315.52, 316.33, 317.14, 317.94, 318.75, 319.56, 320.36, 321.17, 321.97, 322.78, 323.59, 324.39, 325.2, 326, 326.81, 327.62, 328.42, 329.23, 330.03, 330.84, 331.64, 332.45, 333.25, 334.06, 334.86, 335.66, 336.47, 337.27, 338.08, 338.88, 339.68, 340.49, 341.29, 342.09, 342.89, 343.7, 344.5, 345.3, 346.1, 346.91, 347.71, 348.51, 349.31, 350.11, 350.91, 351.72, 352.52, 353.32, 354.12, 354.92, 355.72, 356.52, 357.32, 358.12, 358.92, 359.72, 360.52, 361.31, 362.11, 362.91, 363.71, 364.51, 365.3, 366.1, 366.9, 367.7, 368.49, 369.29, 370.09, 370.88, 371.68, 372.48, 373.27, 374.07, 374.86, 375.66, 376.45, 377.25, 378.04, 378.83, 379.63, 380.42, 381.21, 382.01, 382.8, 383.59, 384.39, 385.18, 385.97, 386.76, 387.55, 388.34, 389.13, 389.92, 390.71, 391.5, 392.29, 393.08, 393.87, 394.66, 395.45, 396.24]
GA01SUMO-RID16-07-NUTNRB000 | OL000091 | GA01SUMO-00002 | 2 | A01493 | 275 | CC_eno3 | [0.01297872, -0.00030473, 0.00641993, -0.00029768, -0.01974794, -0.00029063, -0.0002871, 0.01382321, 0.00828051, 0.01477497, 0.00911859, -0.00026943, 0.01665143, -0.00026238, 0.01657654, 0.0019682, 0.01167627, 0.007533, 0.00159102, 0.00293644, 0.00358392, 0.00551508, 0.00606474, 0.00701377, 0.00714052, 0.00693484, 0.0067825, 0.00654079, 0.00622217, 0.00589555, 0.00556353, 0.00522779, 0.00486608, 0.00452124, 0.00417169, 0.00384251, 0.00351426, 0.00319537, 0.0028841, 0.00258737, 0.00230962, 0.00204809, 0.00180305, 0.00158578, 0.00137222, 0.00118165, 0.00101367, 0.00087585, 0.00074561, 0.00062615, 0.00052172, 0.00043837, 0.00036434, 0.00029094, 0.00023526, 0.00019163, 0.00015102, 0.00011474, 0.00009059, 0.00007017, 0.00004627, 0.00003517, 0.00001997, 0.00001073, 0.00000416, -0.00000455, -0.00000295, -0.00001177, -0.00001297, -0.00001245, -0.00000693, -0.00001257, -0.00000537, -0.00000694, -0.00000882, -0.00000143, -0.00001185, -0.00002027, -0.00000433, -0.00000772, -0.00000335, -0.00000506, 0.0000056, 0.00002103, 0.00001997, 0.00002267, 0.00002005, 0.00002778, 0.00002376, 0.00003035, 0.00004399, 0.00003985, 0.00004343, 0.00004161, 0.00005177, 0.00005613, 0.00004942, 0.00006089, 0.00007049, 0.00006246, 0.00007552, 0.00007301, 0.00008235, 0.00008552, 0.0000869, 0.00010386, 0.00009711, 0.00010327, 0.00011784, 0.00010423, 0.00011162, 0.00010152, 0.00011565, 0.00011335, 0.00010827, 0.00011781, 0.00013585, 0.00013117, 0.00012538, 0.0001281, 0.00014234, 0.00014298, 0.00013667, 0.00015266, 0.0001589, 0.00015438, 0.0001542, 0.0001544, 0.0001698, 0.00016282, 0.00017235, 0.00017412, 0.00018257, 0.00018379, 0.00018907, 0.00018994, 0.00020228, 0.000208, 0.00021533, 0.0002082, 0.00021413, 0.00021406, 0.00022582, 0.00022492, 0.00022871, 0.00022731, 0.00023493, 0.00023137, 0.00024368, 0.00023249, 0.0002457, 0.00024563, 0.00025717, 0.00025378, 0.00026782, 0.00026683, 0.00026831, 0.00026451, 0.00026849, 0.00028003, 0.00029191, 0.00029942, 0.0003013, 0.00030896, 0.00029884, 0.0002872, 0.00030073, 0.00030464, 0.00031879, 0.00031728, 0.00032606, 0.00032719, 0.00033607, 0.000326, 0.00033585, 0.00034073, 0.00033309, 0.00031798, 0.00033514, 0.00033872, 0.00033598, 0.00035126, 0.00035597, 0.00035954, 0.00036312, 0.00035809, 0.00037246, 0.00038689, 0.00037201, 0.00039199, 0.00039999, 0.00040025, 0.00041811, 0.00039755, 0.00040882, 0.00041135, 0.00040277, 0.00038962, 0.00039314, 0.0004214, 0.00042052, 0.00044235, 0.00042213, 0.00043038, 0.00044112, 0.00043902, 0.00043921, 0.0004588, 0.00045665, 0.00045562, 0.00044029, 0.00046224, 0.00046621, 0.00046889, 0.00046589, 0.00048133, 0.00044695, 0.00045624, 0.0004565, 0.00046296, 0.00048274, 0.00047128, 0.00047639, 0.00053404, 0.00050556, 0.00051336, 0.00053509, 0.00051948, 0.00053162, 0.00054622, 0.00053552, 0.00052867, 0.0005084, 0.0005118, 0.00054211, 0.00053455, 0.00054293, 0.00052057, 0.00055756, 0.00063987, 0.00063712, 0.00058661, 0.00061327, 0.0005841, 0.00059036, 0.00056551, 0.00051422, 0.00053583, 0.0005997, 0.00057688, 0.00058561, 0.00058384, 0.00062148, 0.00064376, 0.00063471, 0.00063819]
GA01SUMO-RID16-07-NUTNRB000 | OL000091 | GA01SUMO-00002 | 2 | A01493 | 275 | CC_eswa | [0.00163814, 0.01822887, -0.00049431, -0.00048989, 0.02071983, 0.00591581, 0.0006698, 0.00740465, 0.00270967, 0.0003354, 0.0128063, 0.04166547, 0.05303672, 0.06801524, 0.06999677, 0.07911456, 0.07833191, 0.07947959, 0.08030676, 0.07596594, 0.07259938, 0.06420617, 0.05515254, 0.04668705, 0.03930243, 0.03251116, 0.02676313, 0.02186966, 0.01778785, 0.0143656, 0.01155993, 0.00924915, 0.0073811, 0.00584377, 0.00462499, 0.00362786, 0.00284424, 0.00221901, 0.00172913, 0.00135514, 0.0010549, 0.00082934, 0.00065758, 0.00052076, 0.0004223, 0.00035083, 0.00029058, 0.00023493, 0.00020244, 0.00017384, 0.00014115, 0.00011883, 0.00009869, 0.00009827, 0.00008009, 0.00007019, 0.00006215, 0.00005248, 0.00004675, 0.00003381, 0.00002681, 0.00001869, 0.00001674, 0.00001276, 0.00000053, 0.00000072, -0.00001186, -0.00000779, -0.0000068, -0.00000606, -0.00000865, -0.0000047, -0.00001408, -0.00001281, -0.00000688, -0.00000049, 0.00000154, 0.00000109, -0.00001385, 0.00000276, 0.00000337, 0.00000896, 0.00001036, 0.00001502, -0.00000431, 0.00000575, 0.00000898, 0.00000165, 0.00001045, 0.00000636, -0.00000215, 0.00000892, 0.00001811, 0.00001764, 0.00001894, 0.00000784, 0.00003225, 0.00003342, 0.0000275, 0.00003962, 0.00003733, 0.00003307, 0.0000329, 0.00003099, 0.00003198, 0.0000228, 0.00004155, 0.0000307, 0.00003916, 0.00004587, 0.00003901, 0.00006632, 0.00004705, 0.00006608, 0.00007363, 0.0000802, 0.00005929, 0.00005384, 0.00007226, 0.00007568, 0.00007974, 0.00007635, 0.00008135, 0.00008318, 0.0000748, 0.000088, 0.00009182, 0.00010508, 0.00009353, 0.00009719, 0.00010164, 0.00010533, 0.00009825, 0.00010867, 0.00010918, 0.00012464, 0.00011353, 0.0001287, 0.00012277, 0.00012775, 0.00013271, 0.0001353, 0.00014163, 0.00015177, 0.00014008, 0.00015342, 0.00015418, 0.00016011, 0.00016477, 0.00016738, 0.00017836, 0.00018904, 0.00018054, 0.00018593, 0.00018501, 0.00019284, 0.00020512, 0.00019416, 0.00022643, 0.00021127, 0.00019409, 0.00017977, 0.00020421, 0.0002124, 0.00022386, 0.00023875, 0.00024551, 0.00024901, 0.00024803, 0.00024111, 0.00025235, 0.00026271, 0.00025517, 0.00026074, 0.00026262, 0.00027819, 0.00027885, 0.00031115, 0.0002788, 0.00031515, 0.00033004, 0.00031004, 0.00031325, 0.00032159, 0.00032081, 0.0003266, 0.00031134, 0.00033021, 0.00033198, 0.00031128, 0.00031961, 0.00033066, 0.00032706, 0.00033547, 0.00033719, 0.00036433, 0.00037144, 0.00038802, 0.00037893, 0.00036434, 0.00038509, 0.00035779, 0.00038694, 0.00039408, 0.00037998, 0.00037546, 0.00042161, 0.00041434, 0.00040818, 0.00040161, 0.00042111, 0.00042523, 0.00041638, 0.00041351, 0.00041711, 0.0004418, 0.00043686, 0.00047576, 0.00048428, 0.00051246, 0.00049803, 0.00049697, 0.00051046, 0.00046076, 0.00048916, 0.00043309, 0.00047632, 0.0004704, 0.00048891, 0.00050049, 0.00051232, 0.00051662, 0.00051558, 0.0005546, 0.00055118, 0.00057512, 0.00054917, 0.0005421, 0.000523, 0.00051797, 0.00047374, 0.00049502, 0.00050497, 0.0005925, 0.00057198, 0.00054478, 0.00061229, 0.00063263, 0.00060838, 0.00062865, 0.00064251, 0.000631, 0.00053327, 0.00056285, 0.00057604, 0.00058041]
GA01SUMO-RID16-07-NUTNRB000 | OL000091 | GA01SUMO-00002 | 2 | A01493 | 275 | CC_di | [13.56688453, 9.01132898, 9.64095861, 10.56688453, 12.56688453, 11.90021786, 11.90021786, 11.34466231, 10.34466231, 12.04836601, 47.97429194, 263.01132898, 1081.86318083, 3127.60392157, 6560.49281046, 10644.27058824, 14422.08540305, 17330.27058824, 19348.08540305, 20787.01132898, 21940.78910675, 23019.08540305, 24207.15947712, 25622.90021786, 27292.01132898, 29248.45577342, 31508.15947712, 33980.9372549, 36564.04836601, 39165.12244009, 41473.41873638, 43348.08540305, 44610.04836601, 45025.38169935, 44580.27058824, 43348.90021786, 41516.34466231, 39391.2335512, 37070.12244009, 34838.9372549, 32855.08540305, 31135.90021786, 29761.49281046, 28759.38169935, 28083.71503268, 27736.04836601, 27706.01132898, 27983.82614379, 28537.82614379, 29384.97429194, 30455.71503268, 31786.9372549, 33312.19651416, 34957.19651416, 36710.67799564, 38509.49281046, 40226.15947712, 41739.15947712, 42995.60392157, 43833.38169935, 44221.27058824, 44066.45577342, 43337.75206972, 42186.97429194, 40605.60392157, 38724.30762527, 36691.27058824, 34566.97429194, 32539.34466231, 30628.86318083, 28865.04836601, 27229.56688453, 25825.75206972, 24581.9372549, 23508.9372549, 22615.86318083, 21850.30762527, 21238.41873638, 20733.04836601, 20372.15947712, 20109.01132898, 19975.75206972, 19933.9372549, 19996.34466231, 20148.9372549, 20378.15947712, 20692.67799564, 21101.90021786, 21536.19651416, 22011.19651416, 22505.64095861, 22967.45577342, 23400.01132898, 23760.82614379, 23971.60392157, 24070.71503268, 23980.90021786, 23721.34466231, 23290.34466231, 22714.38169935, 21975.2335512, 21177.86318083, 20307.01132898, 19415.64095861, 18549.75206972, 17725.04836601, 16940.90021786, 16232.01132898, 15602.86318083, 15048.90021786, 14560.67799564, 14149.34466231, 13804.08540305, 13537.75206972, 13304.52984749, 13096.04836601, 12927.64095861, 12853.78910675, 12940.90021786, 12957.78910675, 13062.12244009, 13336.56688453, 13499.41873638, 13742.82614379, 13985.12244009, 14263.34466231, 14909.64095861, 15552.34466231, 16040.90021786, 16555.04836601, 17101.34466231, 17644.90021786, 18176.52984749, 18722.75206972, 19223.9372549, 19707.41873638, 20137.08540305, 20519.30762527, 20819.27058824, 21068.15947712, 21223.56688453, 21294.64095861, 21287.56688453, 21184.19651416, 20984.64095861, 20733.49281046, 20408.27058824, 20011.71503268, 19565.19651416, 19075.45577342, 18580.49281046, 18073.45577342, 17542.34466231, 17015.34466231, 16512.86318083, 16011.75206972, 15544.71503268, 15116.52984749, 14718.2335512, 14353.78910675, 14010.08540305, 13690.56688453, 13402.34466231, 13119.56688453, 12848.41873638, 12581.97429194, 12334.52984749, 12085.12244009, 11840.15947712, 11607.15947712, 11401.78910675, 11226.34466231, 11067.64095861, 10925.64095861, 10806.75206972, 10696.52984749, 10605.97429194, 10530.56688453, 10471.71503268, 10423.97429194, 10373.45577342, 10331.60392157, 10290.19651416, 10261.64095861, 10225.34466231, 10201.86318083, 10186.90021786, 10158.27058824, 10127.64095861, 10102.30762527, 10077.12244009, 10060.9372549, 10043.97429194, 10036.60392157, 10020.15947712, 9985.01132898, 9943.41873638, 9915.71503268, 9884.41873638, 9837.12244009, 9789.15947712, 9725.78910675, 9647.41873638, 9568.78910675, 9465.75206972, 9346.78910675, 9231.34466231, 9091.2335512, 8940.78910675, 8778.08540305, 8602.38169935, 8418.04836601, 8234.41873638, 8035.97429194, 7836.78910675, 7648.41873638, 7464.08540305, 7282.75206972, 7104.52984749, 6915.71503268, 6716.34466231, 6511.64095861, 6305.90021786, 6110.2335512, 5936.56688453, 5777.9372549, 5638.71503268, 5517.49281046, 5399.52984749, 5297.12244009, 5208.56688453, 5132.12244009, 5065.56688453, 5004.60392157, 4934.34466231, 4847.41873638, 4726.27058824, 4661.12244009, 4582.04836601, 4517.45577342, 4448.01132898, 4394.41873638, 4345.04836601, 4305.27058824, 4279.08540305, 4252.56688453, 4224.34466231, 4210.75206972, 4200.67799564, 4204.34466231, 4212.64095861, 4212.04836601, 4193.64095861, 4167.45577342, 4104.38169935, 4104.38169935]
GA01SUMO-SBD12-04-PCO2AA000 | OL000091 | GA01SUMO-00002 | 2 | A00220 | 33-154-50A |  |  | No Calibration Coefficient
GA01SUMO-SBD12-05-WAVSSA000 | OL000091 | GA01SUMO-00002 | 2 | A01436 | TAS06301 | CC_lat | -42.9246
GA01SUMO-SBD12-05-WAVSSA000 | OL000091 | GA01SUMO-00002 | 2 | A01436 | TAS06301 | CC_lon | -42.5867
GA01SUMO-SBD12-01-OPTAAD000 | OL000091 | GA01SUMO-00002 | 2 | A01428 | 245 | CC_cwlngth | [400.50000000, 404.10000000, 407.10000000, 410.30000000, 413.50000000, 417.10000000, 421.00000000, 424.90000000, 428.80000000, 432.50000000, 436.40000000, 440.20000000, 444.20000000, 448.80000000, 452.90000000, 457.10000000, 461.10000000, 465.40000000, 469.90000000, 474.50000000, 478.90000000, 483.40000000, 487.40000000, 491.80000000, 495.60000000, 500.00000000, 504.30000000, 509.00000000, 513.30000000, 518.20000000, 522.70000000, 526.80000000, 530.60000000, 534.80000000, 538.70000000, 542.50000000, 546.80000000, 550.70000000, 555.50000000, 559.60000000, 563.70000000, 567.10000000, 570.80000000, 574.20000000, 577.80000000, 581.20000000, 584.70000000, 588.50000000, 592.50000000, 596.40000000, 600.40000000, 604.60000000, 609.00000000, 613.00000000, 616.90000000, 620.90000000, 624.70000000, 628.70000000, 632.40000000, 636.30000000, 640.30000000, 644.30000000, 648.10000000, 652.40000000, 656.30000000, 660.80000000, 664.50000000, 668.80000000, 672.70000000, 676.20000000, 680.20000000, 683.80000000, 687.60000000, 691.00000000, 694.40000000, 697.90000000, 701.30000000, 704.60000000, 708.10000000, 711.50000000, 714.40000000, 717.60000000, 720.80000000, 724.00000000, 727.20000000, 730.20000000, 732.90000000, 735.90000000, 739.10000000]
GA01SUMO-SBD12-01-OPTAAD000 | OL000091 | GA01SUMO-00002 | 2 | A01428 | 245 | CC_ccwo | [ -2.97324100, -2.76173500, -2.55031200, -2.35352500, -2.16499800, -1.97839300, -1.79953900, -1.64270100, -1.48138300, -1.33079600, -1.18747100, -1.04836100, -0.92073100, -0.79289800, -0.67554000, -0.56530200, -0.45571600, -0.34775600, -0.24685200, -0.15079700, -0.05754900, 0.03021800, 0.11258200, 0.19545200, 0.27154400, 0.34385400, 0.41291000, 0.47593900, 0.53671600, 0.59457200, 0.65299900, 0.70908800, 0.75967600, 0.80993100, 0.85446900, 0.89845900, 0.94154100, 0.98299500, 1.01960200, 1.06463500, 1.08400300, 1.11150800, 1.14791600, 1.16994600, 1.18599600, 1.20280400, 1.21595500, 1.22542000, 1.22763800, 1.22694400, 1.22832700, 1.23416300, 1.24507100, 1.25975100, 1.27794300, 1.29585300, 1.31222900, 1.32811200, 1.34429400, 1.35842000, 1.37028000, 1.38013800, 1.38619400, 1.38913700, 1.39093700, 1.39317300, 1.39665900, 1.40155800, 1.40746200, 1.40994000, 1.40695800, 1.39855700, 1.38423800, 1.35956000, 1.32543300, 1.28267500, 1.22390300, 1.15493700, 1.06724000, 0.96422300, 0.84147500, 0.70052000, 0.54030500, 0.36384100, 0.17900400, -0.01042900, -0.17939100, -0.33150700, -0.44703600]
GA01SUMO-SBD12-01-OPTAAD000 | OL000091 | GA01SUMO-00002 | 2 | A01428 | 245 | CC_tcal | 21.6
GA01SUMO-SBD12-01-OPTAAD000 | OL000091 | GA01SUMO-00002 | 2 | A01428 | 245 | CC_tbins | [ 1.77140600, 2.38891000, 3.46441200, 4.52571400, 5.48924100, 6.44606600, 7.46355600, 8.46941200, 9.47821400, 10.49800000, 11.49392900, 12.48708300, 13.49083300, 14.49000000, 15.49200000, 16.48666700, 17.48434800, 18.48750000, 19.51222200, 20.52500000, 21.47948700, 22.48411800, 23.47451600, 24.49137900, 25.50592600, 26.50760000, 27.47708300, 28.50040000, 29.49230800, 30.49814800, 31.48960000, 32.48880000, 33.50391300, 34.49545500, 35.48181800, 36.49782600, 37.42150000]
GA01SUMO-SBD12-01-OPTAAD000 | OL000091 | GA01SUMO-00002 | 2 | A01428 | 245 | CC_awlngth | [398.20000000, 401.60000000, 404.80000000, 408.00000000, 411.20000000, 414.40000000, 418.50000000, 422.20000000, 426.00000000, 430.20000000, 433.80000000, 437.70000000, 441.60000000, 445.80000000, 450.80000000, 454.60000000, 458.90000000, 463.10000000, 467.50000000, 472.00000000, 476.90000000, 481.50000000, 485.70000000, 490.00000000, 494.10000000, 498.40000000, 502.80000000, 507.40000000, 511.90000000, 516.50000000, 521.30000000, 525.80000000, 529.80000000, 534.10000000, 538.00000000, 541.80000000, 546.30000000, 550.50000000, 554.60000000, 558.70000000, 563.20000000, 566.80000000, 570.70000000, 574.20000000, 577.50000000, 580.80000000, 584.60000000, 588.50000000, 592.30000000, 596.70000000, 600.60000000, 605.30000000, 609.30000000, 613.30000000, 617.40000000, 621.40000000, 625.70000000, 629.40000000, 633.20000000, 637.20000000, 641.10000000, 645.50000000, 649.40000000, 653.50000000, 658.00000000, 662.10000000, 666.20000000, 670.30000000, 674.00000000, 677.60000000, 681.70000000, 685.60000000, 688.90000000, 692.60000000, 696.30000000, 699.70000000, 703.10000000, 706.50000000, 710.00000000, 713.20000000, 716.40000000, 719.50000000, 723.00000000, 726.00000000, 729.10000000, 732.40000000, 735.00000000, 738.00000000, 740.80000000]
GA01SUMO-SBD12-01-OPTAAD000 | OL000091 | GA01SUMO-00002 | 2 | A01428 | 245 | CC_acwo | [ -2.49047700, -2.20608400, -1.96480000, -1.77342900, -1.61757600, -1.48478700, -1.36978500, -1.26378700, -1.16230200, -1.06592400, -0.97216100, -0.88074300, -0.79026400, -0.70166900, -0.61416800, -0.52769900, -0.44080000, -0.35604300, -0.27393400, -0.19469700, -0.11727000, -0.04227100, 0.03070100, 0.10134100, 0.16863200, 0.23395300, 0.29613200, 0.35579200, 0.41270300, 0.46935700, 0.52602700, 0.58073500, 0.63242800, 0.68228200, 0.72928600, 0.77381800, 0.81616100, 0.85734100, 0.89615700, 0.93227100, 0.96673300, 1.00094100, 1.02881800, 1.05454900, 1.07785400, 1.09694300, 1.11133400, 1.12100600, 1.12684500, 1.13036200, 1.13616900, 1.14814600, 1.16585400, 1.18565100, 1.20720000, 1.22870100, 1.24934100, 1.26898400, 1.28759200, 1.30522900, 1.32041200, 1.33265900, 1.34188200, 1.34862500, 1.35475200, 1.36190700, 1.37094200, 1.38004100, 1.38720300, 1.39032800, 1.38806400, 1.37914900, 1.36177100, 1.33516900, 1.29747300, 1.24740900, 1.18374600, 1.10372100, 1.00692500, 0.89040700, 0.75417600, 0.59792300, 0.42574400, 0.24243400, 0.05609000, -0.11891800, -0.27422600, -0.40136300, -0.50480600]
GA01SUMO-SBD12-01-OPTAAD000 | OL000091 | GA01SUMO-00002 | 2 | A01428 | 245 | CC_taarray | SheetRef:ACS245_CC_taarray
GA01SUMO-SBD12-01-OPTAAD000 | OL000091 | GA01SUMO-00002 | 2 | A01428 | 245 | CC_tcarray | SheetRef:ACS245_CC_tcarray
GA01SUMO-RID16-01-OPTAAD000 | OL000091 | GA01SUMO-00002 | 2 | A01298 | 218 | CC_cwlngth | [399.80000000, 403.00000000, 406.20000000, 409.10000000, 412.30000000, 415.80000000, 419.60000000, 423.80000000, 427.60000000, 431.70000000, 435.00000000, 439.10000000, 443.00000000, 447.60000000, 451.80000000, 455.90000000, 460.30000000, 464.30000000, 468.90000000, 473.40000000, 478.20000000, 482.70000000, 487.30000000, 491.40000000, 495.80000000, 500.00000000, 504.70000000, 509.00000000, 513.70000000, 518.40000000, 522.70000000, 527.70000000, 531.50000000, 535.60000000, 539.90000000, 544.50000000, 548.70000000, 552.90000000, 557.40000000, 561.80000000, 566.20000000, 570.10000000, 573.70000000, 577.50000000, 581.20000000, 584.70000000, 588.60000000, 592.70000000, 596.90000000, 601.40000000, 605.30000000, 609.50000000, 614.00000000, 617.90000000, 622.00000000, 625.90000000, 629.50000000, 634.00000000, 637.80000000, 641.60000000, 645.60000000, 649.60000000, 653.90000000, 657.80000000, 662.10000000, 666.00000000, 670.10000000, 674.20000000, 677.80000000, 681.90000000, 685.30000000, 688.90000000, 692.30000000, 695.70000000, 698.80000000, 702.10000000, 705.40000000, 708.70000000, 712.10000000, 715.00000000, 718.20000000, 721.60000000, 724.00000000, 727.00000000, 730.20000000, 733.10000000]
GA01SUMO-RID16-01-OPTAAD000 | OL000091 | GA01SUMO-00002 | 2 | A01298 | 218 | CC_ccwo | [ -1.78533400, -1.67722800, -1.57435500, -1.48384700, -1.39263600, -1.30280300, -1.22738100, -1.14824700, -1.08432800, -1.00731200, -0.94431400, -0.87941500, -0.81205900, -0.75547000, -0.70559600, -0.65178600, -0.59836200, -0.54949100, -0.50300500, -0.45959600, -0.41908200, -0.37256900, -0.33509700, -0.30258300, -0.25706400, -0.22165100, -0.19349800, -0.16020600, -0.13094300, -0.11122800, -0.08708300, -0.05624000, -0.02632300, -0.00739800, 0.01464400, 0.03791900, 0.06559900, 0.08105400, 0.10314600, 0.12862700, 0.14121500, 0.15477600, 0.16811600, 0.17706800, 0.18069900, 0.18106800, 0.17716400, 0.17037800, 0.15891700, 0.15277100, 0.14989400, 0.15563900, 0.15950100, 0.17098400, 0.17907200, 0.18848300, 0.19461400, 0.20541700, 0.21080200, 0.21525300, 0.21716600, 0.21528300, 0.21854500, 0.21673300, 0.21167600, 0.21580400, 0.21735000, 0.21513600, 0.21326200, 0.20853300, 0.19406100, 0.17712300, 0.14920400, 0.10595000, 0.06345600, 0.00307800, -0.07090200, -0.15458600, -0.26599200, -0.38451600, -0.52284400, -0.68445200, -0.84129400, -0.99899900, -1.17083400, -1.32940400]
GA01SUMO-RID16-01-OPTAAD000 | OL000091 | GA01SUMO-00002 | 2 | A01298 | 218 | CC_tcal | 18.8
GA01SUMO-RID16-01-OPTAAD000 | OL000091 | GA01SUMO-00002 | 2 | A01298 | 218 | CC_tbins | [ 0.94978900, 1.37844600, 2.51754900, 3.45514100, 4.46762400, 5.47507200, 6.48591800, 7.48564100, 8.48085700, 9.48281300, 10.50633300, 11.49310300, 12.48307700, 13.51259300, 14.47956500, 15.50478300, 16.51880000, 17.54833300, 18.48840900, 19.46484800, 20.46592600, 21.49333300, 22.48333300, 23.49176500, 24.46833300, 25.46562500, 26.46933300, 27.48357100, 28.49250000, 29.50714300, 30.49000000, 31.47105300, 32.53210500, 33.48941200, 34.50000000, 35.49235300, 36.51210500, 37.53200000, 38.43488100]
GA01SUMO-RID16-01-OPTAAD000 | OL000091 | GA01SUMO-00002 | 2 | A01298 | 218 | CC_awlngth | [400.50000000, 403.70000000, 406.60000000, 409.60000000, 413.20000000, 416.70000000, 420.60000000, 424.60000000, 428.80000000, 432.50000000, 436.10000000, 440.20000000, 444.00000000, 448.80000000, 453.60000000, 457.30000000, 461.90000000, 465.90000000, 470.60000000, 475.20000000, 480.30000000, 485.00000000, 489.00000000, 493.40000000, 497.70000000, 501.70000000, 506.60000000, 511.10000000, 515.90000000, 520.60000000, 524.90000000, 529.60000000, 533.70000000, 537.80000000, 542.10000000, 546.80000000, 550.70000000, 555.30000000, 559.90000000, 564.40000000, 568.50000000, 572.20000000, 575.90000000, 580.00000000, 583.70000000, 586.60000000, 590.50000000, 595.00000000, 599.60000000, 603.50000000, 607.50000000, 612.00000000, 616.50000000, 620.50000000, 624.70000000, 628.40000000, 632.70000000, 636.30000000, 640.50000000, 644.50000000, 648.60000000, 653.20000000, 657.50000000, 661.30000000, 665.50000000, 669.50000000, 673.60000000, 677.50000000, 681.20000000, 685.30000000, 688.50000000, 692.10000000, 695.70000000, 699.10000000, 702.50000000, 705.80000000, 709.10000000, 712.10000000, 715.50000000, 718.90000000, 721.70000000, 725.30000000, 727.80000000, 730.20000000, 733.50000000, 736.10000000]
GA01SUMO-RID16-01-OPTAAD000 | OL000091 | GA01SUMO-00002 | 2 | A01298 | 218 | CC_acwo | [ -0.83316000, -0.69630000, -0.60560100, -0.54740100, -0.51458700, -0.49636800, -0.48581000, -0.47744500, -0.46843200, -0.45800500, -0.44488900, -0.43138700, -0.41533900, -0.39745500, -0.37795500, -0.35580400, -0.33218600, -0.30866200, -0.28317200, -0.25697000, -0.22872800, -0.20237600, -0.17462700, -0.14655300, -0.12061500, -0.09544100, -0.07051400, -0.04602500, -0.02073100, 0.00702900, 0.03532800, 0.06331300, 0.09050500, 0.11652700, 0.14231800, 0.16735000, 0.19158800, 0.21555500, 0.23835000, 0.25934400, 0.27795600, 0.29404700, 0.30738600, 0.31703100, 0.32307800, 0.32327900, 0.32265500, 0.31923400, 0.31683200, 0.31989300, 0.32981400, 0.34490800, 0.36163100, 0.37811200, 0.39418200, 0.41023000, 0.42525000, 0.43940900, 0.45207700, 0.46230100, 0.47005300, 0.47492400, 0.47971900, 0.48650800, 0.49404400, 0.50230000, 0.50957700, 0.51273400, 0.51049800, 0.50252900, 0.48683300, 0.46254500, 0.42838500, 0.38356000, 0.32359500, 0.25026500, 0.15907600, 0.05042200, -0.07491600, -0.22131500, -0.37720800, -0.53459700, -0.69934100, -0.86391100, -1.00983900, -1.12782300]
GA01SUMO-RID16-01-OPTAAD000 | OL000091 | GA01SUMO-00002 | 2 | A01298 | 218 | CC_taarray | SheetRef:ACS218_CC_taarray
GA01SUMO-RID16-01-OPTAAD000 | OL000091 | GA01SUMO-00002 | 2 | A01298 | 218 | CC_tcarray | SheetRef:ACS218_CC_tcarray
GA01SUMO-SBD12-02-FLORTD000 | OL000091 | GA01SUMO-00002 | 2 | A01631 | 1318 | CC_dark_counts_volume_scatter | 51
GA01SUMO-SBD12-02-FLORTD000 | OL000091 | GA01SUMO-00002 | 2 | A01631 | 1318 | CC_scale_factor_volume_scatter | 1.861e-06
GA01SUMO-SBD12-02-FLORTD000 | OL000091 | GA01SUMO-00002 | 2 | A01631 | 1318 | CC_dark_counts_chlorophyll_a | 51
GA01SUMO-SBD12-02-FLORTD000 | OL000091 | GA01SUMO-00002 | 2 | A01631 | 1318 | CC_scale_factor_chlorophyll_a | 0.0121
GA01SUMO-SBD12-02-FLORTD000 | OL000091 | GA01SUMO-00002 | 2 | A01631 | 1318 | CC_dark_counts_cdom | 45
GA01SUMO-SBD12-02-FLORTD000 | OL000091 | GA01SUMO-00002 | 2 | A01631 | 1318 | CC_scale_factor_cdom | 0.0901
GA01SUMO-SBD12-02-FLORTD000 | OL000091 | GA01SUMO-00002 | 2 | A01631 | 1318 | CC_scattering_angle | 124 | Constant
GA01SUMO-SBD12-02-FLORTD000 | OL000091 | GA01SUMO-00002 | 2 | A01631 | 1318 | CC_measurement_wavelength | 700 | Constant
GA01SUMO-SBD12-02-FLORTD000 | OL000091 | GA01SUMO-00002 | 2 | A01631 | 1318 | CC_angular_resolution | 1.076 | Constant
GA01SUMO-SBD12-02-FLORTD000 | OL000091 | GA01SUMO-00002 | 2 | A01631 | 1318 | CC_depolarization_ratio | 0.039 | Constant
GA01SUMO-RID16-02-FLORTD000 | OL000091 | GA01SUMO-00002 | 2 | A01630 | 1317 | CC_dark_counts_volume_scatter | 50
GA01SUMO-RID16-02-FLORTD000 | OL000091 | GA01SUMO-00002 | 2 | A01630 | 1317 | CC_scale_factor_volume_scatter | 1.836e-06
GA01SUMO-RID16-02-FLORTD000 | OL000091 | GA01SUMO-00002 | 2 | A01630 | 1317 | CC_dark_counts_chlorophyll_a | 52
GA01SUMO-RID16-02-FLORTD000 | OL000091 | GA01SUMO-00002 | 2 | A01630 | 1317 | CC_scale_factor_chlorophyll_a | 0.0121
GA01SUMO-RID16-02-FLORTD000 | OL000091 | GA01SUMO-00002 | 2 | A01630 | 1317 | CC_dark_counts_cdom | 43
GA01SUMO-RID16-02-FLORTD000 | OL000091 | GA01SUMO-00002 | 2 | A01630 | 1317 | CC_scale_factor_cdom | 0.0921
GA01SUMO-RID16-02-FLORTD000 | OL000091 | GA01SUMO-00002 | 2 | A01630 | 1317 | CC_scattering_angle | 124 | Constant
GA01SUMO-RID16-02-FLORTD000 | OL000091 | GA01SUMO-00002 | 2 | A01630 | 1317 | CC_measurement_wavelength | 700 | Constant
GA01SUMO-RID16-02-FLORTD000 | OL000091 | GA01SUMO-00002 | 2 | A01630 | 1317 | CC_angular_resolution | 1.076 | Constant
GA01SUMO-RID16-02-FLORTD000 | OL000091 | GA01SUMO-00002 | 2 | A01630 | 1317 | CC_depolarization_ratio | 0.039 | Constant
GA01SUMO-RID16-03-CTDBPF000 | OL000091 | GA01SUMO-00002 | 2 | A01420 | 16-50116 | CC_lat | -42.9246
GA01SUMO-RID16-03-CTDBPF000 | OL000091 | GA01SUMO-00002 | 2 | A01420 | 16-50116 | CC_lon | -42.5867
GA01SUMO-RID16-03-CTDBPF000 | OL000091 | GA01SUMO-00002 | 2 | A01420 | 16-50116 | CC_a0 | 0.0012579
GA01SUMO-RID16-03-CTDBPF000 | OL000091 | GA01SUMO-00002 | 2 | A01420 | 16-50116 | CC_a1 | 0.00027407
GA01SUMO-RID16-03-CTDBPF000 | OL000091 | GA01SUMO-00002 | 2 | A01420 | 16-50116 | CC_a2 | -1.1067e-06
GA01SUMO-RID16-03-CTDBPF000 | OL000091 | GA01SUMO-00002 | 2 | A01420 | 16-50116 | CC_a3 | 1.8197e-07
GA01SUMO-RID16-03-CTDBPF000 | OL000091 | GA01SUMO-00002 | 2 | A01420 | 16-50116 | CC_ptempa0 | 40.8341
GA01SUMO-RID16-03-CTDBPF000 | OL000091 | GA01SUMO-00002 | 2 | A01420 | 16-50116 | CC_ptempa1 | -43.9077
GA01SUMO-RID16-03-CTDBPF000 | OL000091 | GA01SUMO-00002 | 2 | A01420 | 16-50116 | CC_ptempa2 | -0.55968
GA01SUMO-RID16-03-CTDBPF000 | OL000091 | GA01SUMO-00002 | 2 | A01420 | 16-50116 | CC_ptca0 | 509657.7
GA01SUMO-RID16-03-CTDBPF000 | OL000091 | GA01SUMO-00002 | 2 | A01420 | 16-50116 | CC_ptca1 | -281.054
GA01SUMO-RID16-03-CTDBPF000 | OL000091 | GA01SUMO-00002 | 2 | A01420 | 16-50116 | CC_ptca2 | -1.1939
GA01SUMO-RID16-03-CTDBPF000 | OL000091 | GA01SUMO-00002 | 2 | A01420 | 16-50116 | CC_ptcb0 | 25.0813
GA01SUMO-RID16-03-CTDBPF000 | OL000091 | GA01SUMO-00002 | 2 | A01420 | 16-50116 | CC_ptcb1 | 0.00025
GA01SUMO-RID16-03-CTDBPF000 | OL000091 | GA01SUMO-00002 | 2 | A01420 | 16-50116 | CC_ptcb2 | 0
GA01SUMO-RID16-03-CTDBPF000 | OL000091 | GA01SUMO-00002 | 2 | A01420 | 16-50116 | CC_pa0 | -4.4726
GA01SUMO-RID16-03-CTDBPF000 | OL000091 | GA01SUMO-00002 | 2 | A01420 | 16-50116 | CC_pa1 | 0.00064088
GA01SUMO-RID16-03-CTDBPF000 | OL000091 | GA01SUMO-00002 | 2 | A01420 | 16-50116 | CC_pa2 | 8.162e-12
GA01SUMO-RID16-03-CTDBPF000 | OL000091 | GA01SUMO-00002 | 2 | A01420 | 16-50116 | CC_g | -0.98637
GA01SUMO-RID16-03-CTDBPF000 | OL000091 | GA01SUMO-00002 | 2 | A01420 | 16-50116 | CC_h | 0.15544
GA01SUMO-RID16-03-CTDBPF000 | OL000091 | GA01SUMO-00002 | 2 | A01420 | 16-50116 | CC_i | -0.00017769
GA01SUMO-RID16-03-CTDBPF000 | OL000091 | GA01SUMO-00002 | 2 | A01420 | 16-50116 | CC_j | 3.6648e-05
GA01SUMO-RID16-03-CTDBPF000 | OL000091 | GA01SUMO-00002 | 2 | A01420 | 16-50116 | CC_cpcor | -9.57e-08
GA01SUMO-RID16-03-CTDBPF000 | OL000091 | GA01SUMO-00002 | 2 | A01420 | 16-50116 | CC_ctcor | 3.25e-06
GA01SUMO-RID16-04-VELPTA000 | OL000091 | GA01SUMO-00002 | 2 | A00416 | AQD11402 | CC_lat | -42.9246
GA01SUMO-RID16-04-VELPTA000 | OL000091 | GA01SUMO-00002 | 2 | A00416 | AQD11402 | CC_lon | -42.5867
GA01SUMO-RID16-05-PCO2WB000 | OL000091 | GA01SUMO-00002 | 2 | A01202 | C0112 | CC_cala | 0.0056
GA01SUMO-RID16-05-PCO2WB000 | OL000091 | GA01SUMO-00002 | 2 | A01202 | C0112 | CC_calb | 0.5501
GA01SUMO-RID16-05-PCO2WB000 | OL000091 | GA01SUMO-00002 | 2 | A01202 | C0112 | CC_calc | -1.4406
GA01SUMO-RID16-05-PCO2WB000 | OL000091 | GA01SUMO-00002 | 2 | A01202 | C0112 | CC_calt | 14.184
GA01SUMO-RID16-05-PCO2WB000 | OL000091 | GA01SUMO-00002 | 2 | A01202 | C0112 | CC_ea434 | 19706 | constant for each batch of reagent
GA01SUMO-RID16-05-PCO2WB000 | OL000091 | GA01SUMO-00002 | 2 | A01202 | C0112 | CC_ea620 | 34 | constant for each batch of reagent
GA01SUMO-RID16-05-PCO2WB000 | OL000091 | GA01SUMO-00002 | 2 | A01202 | C0112 | CC_eb434 | 3073 | constant for each batch of reagent
GA01SUMO-RID16-05-PCO2WB000 | OL000091 | GA01SUMO-00002 | 2 | A01202 | C0112 | CC_eb620 | 44327 | constant for each batch of reagent
GA01SUMO-RII11-02-CTDMOQ011 | OL000091 | GA01SUMO-00002 | 2 | A01413 | 37-13378 | CC_p_range | 1450 | 20
GA01SUMO-RII11-02-CTDMOQ011 | OL000091 | GA01SUMO-00002 | 2 | A01413 | 37-13378 | CC_lat | -42.9246
GA01SUMO-RII11-02-CTDMOQ011 | OL000091 | GA01SUMO-00002 | 2 | A01413 | 37-13378 | CC_lon | -42.5867
GA01SUMO-RII11-02-CTDMOQ012 | OL000091 | GA01SUMO-00002 | 2 | A01414 | 37-13379 | CC_p_range | 1450 | 60
GA01SUMO-RII11-02-CTDMOQ012 | OL000091 | GA01SUMO-00002 | 2 | A01414 | 37-13379 | CC_lat | -42.9246
GA01SUMO-RII11-02-CTDMOQ012 | OL000091 | GA01SUMO-00002 | 2 | A01414 | 37-13379 | CC_lon | -42.5867
GA01SUMO-RII11-02-CTDMOQ013 | OL000091 | GA01SUMO-00002 | 2 | A01415 | 37-13380 | CC_p_range | 1450 | 100
GA01SUMO-RII11-02-CTDMOQ013 | OL000091 | GA01SUMO-00002 | 2 | A01415 | 37-13380 | CC_lat | -42.9246
GA01SUMO-RII11-02-CTDMOQ013 | OL000091 | GA01SUMO-00002 | 2 | A01415 | 37-13380 | CC_lon | -42.5867
GA01SUMO-RII11-02-CTDMOQ014 | OL000091 | GA01SUMO-00002 | 2 | A01416 | 37-13381 | CC_p_range | 1450 | 180
GA01SUMO-RII11-02-CTDMOQ014 | OL000091 | GA01SUMO-00002 | 2 | A01416 | 37-13381 | CC_lat | -42.9246
GA01SUMO-RII11-02-CTDMOQ014 | OL000091 | GA01SUMO-00002 | 2 | A01416 | 37-13381 | CC_lon | -42.5867
GA01SUMO-RII11-02-CTDMOQ015 | OL000091 | GA01SUMO-00002 | 2 | A01537 | 37-13555 | CC_p_range | 1450 | 250
GA01SUMO-RII11-02-CTDMOQ015 | OL000091 | GA01SUMO-00002 | 2 | A01537 | 37-13555 | CC_lat | -42.9246
GA01SUMO-RII11-02-CTDMOQ015 | OL000091 | GA01SUMO-00002 | 2 | A01537 | 37-13555 | CC_lon | -42.5867
GA01SUMO-RII11-02-CTDMOQ016 | OL000091 | GA01SUMO-00002 | 2 | A01538 | 37-13556 | CC_p_range | 1450 | 350
GA01SUMO-RII11-02-CTDMOQ016 | OL000091 | GA01SUMO-00002 | 2 | A01538 | 37-13556 | CC_lat | -42.9246
GA01SUMO-RII11-02-CTDMOQ016 | OL000091 | GA01SUMO-00002 | 2 | A01538 | 37-13556 | CC_lon | -42.5867
GA01SUMO-RII11-02-CTDMOQ017 | OL000091 | GA01SUMO-00002 | 2 | A01573 | 37-13557 | CC_p_range | 1450 | 500
GA01SUMO-RII11-02-CTDMOQ017 | OL000091 | GA01SUMO-00002 | 2 | A01573 | 37-13557 | CC_lat | -42.9246
GA01SUMO-RII11-02-CTDMOQ017 | OL000091 | GA01SUMO-00002 | 2 | A01573 | 37-13557 | CC_lon | -42.5867
GA01SUMO-RII11-02-CTDMOR018 | OL000091 | GA01SUMO-00002 | 2 | A01545 | 37-13629 | CC_p_range | 1450 | 750
GA01SUMO-RII11-02-CTDMOR018 | OL000091 | GA01SUMO-00002 | 2 | A01545 | 37-13629 | CC_lat | -42.9246
GA01SUMO-RII11-02-CTDMOR018 | OL000091 | GA01SUMO-00002 | 2 | A01545 | 37-13629 | CC_lon | -42.5867
GA01SUMO-RII11-02-CTDMOR019 | OL000091 | GA01SUMO-00002 | 2 | A01546 | 37-13630 | CC_p_range | 1450 | 1000
GA01SUMO-RII11-02-CTDMOR019 | OL000091 | GA01SUMO-00002 | 2 | A01546 | 37-13630 | CC_lat | -42.9246
GA01SUMO-RII11-02-CTDMOR019 | OL000091 | GA01SUMO-00002 | 2 | A01546 | 37-13630 | CC_lon | -42.5867
GA01SUMO-RII11-02-CTDMOR020 | OL000091 | GA01SUMO-00002 | 2 | A01580 | 37-13648 | CC_p_range | 5076
GA01SUMO-RII11-02-CTDMOR020 | OL000091 | GA01SUMO-00002 | 2 | A01580 | 37-13648 | CC_lat | -42.9246
GA01SUMO-RII11-02-CTDMOR020 | OL000091 | GA01SUMO-00002 | 2 | A01580 | 37-13648 | CC_lon | -42.5867
GA01SUMO-RII11-02-PHSENE041 | OL000091 | GA01SUMO-00002 | 2 | A01700 | P0172 | CC_ea434 | 17533
GA01SUMO-RII11-02-PHSENE041 | OL000091 | GA01SUMO-00002 | 2 | A01700 | P0172 | CC_eb434 | 2229
GA01SUMO-RII11-02-PHSENE041 | OL000091 | GA01SUMO-00002 | 2 | A01700 | P0172 | CC_ea578 | 101
GA01SUMO-RII11-02-PHSENE041 | OL000091 | GA01SUMO-00002 | 2 | A01700 | P0172 | CC_eb578 | 38502
GA01SUMO-RII11-02-PHSENE041 | OL000091 | GA01SUMO-00002 | 2 | A01700 | P0172 | CC_ind_slp | 1
GA01SUMO-RII11-02-PHSENE041 | OL000091 | GA01SUMO-00002 | 2 | A01700 | P0172 | CC_ind_off | 0
GA01SUMO-RII11-02-PHSENE041 | OL000091 | GA01SUMO-00002 | 2 | A01700 | P0172 | CC_psal | 35 | Constant
GA01SUMO-RII11-02-PHSENE042 | OL000091 | GA01SUMO-00002 | 2 | A01699 | P0171 | CC_ea434 | 17533
GA01SUMO-RII11-02-PHSENE042 | OL000091 | GA01SUMO-00002 | 2 | A01699 | P0171 | CC_eb434 | 2229
GA01SUMO-RII11-02-PHSENE042 | OL000091 | GA01SUMO-00002 | 2 | A01699 | P0171 | CC_ea578 | 101
GA01SUMO-RII11-02-PHSENE042 | OL000091 | GA01SUMO-00002 | 2 | A01699 | P0171 | CC_eb578 | 38502
GA01SUMO-RII11-02-PHSENE042 | OL000091 | GA01SUMO-00002 | 2 | A01699 | P0171 | CC_ind_slp | 1
GA01SUMO-RII11-02-PHSENE042 | OL000091 | GA01SUMO-00002 | 2 | A01699 | P0171 | CC_ind_off | 0
GA01SUMO-RII11-02-PHSENE042 | OL000091 | GA01SUMO-00002 | 2 | A01699 | P0171 | CC_psal | 35 | Constant
GA01SUMO-RII11-02-CTDBPP031 | OL000091 | GA01SUMO-00002 | 2 | A01135 | 16-50074 | CC_lat | -42.9246 | GA01SUMO-RII11-02-CTDBPP003 will be defined in Group 5
GA01SUMO-RII11-02-CTDBPP031 | OL000091 | GA01SUMO-00002 | 2 | A01135 | 16-50074 | CC_lon | -42.5867
GA01SUMO-RII11-02-CTDBPP031 | OL000091 | GA01SUMO-00002 | 2 | A01135 | 16-50074 | CC_a0 | 0.001244
GA01SUMO-RII11-02-CTDBPP031 | OL000091 | GA01SUMO-00002 | 2 | A01135 | 16-50074 | CC_a1 | 0.00027558
GA01SUMO-RII11-02-CTDBPP031 | OL000091 | GA01SUMO-00002 | 2 | A01135 | 16-50074 | CC_a2 | -1.1752e-06
GA01SUMO-RII11-02-CTDBPP031 | OL000091 | GA01SUMO-00002 | 2 | A01135 | 16-50074 | CC_a3 | 1.8818e-07
GA01SUMO-RII11-02-CTDBPP031 | OL000091 | GA01SUMO-00002 | 2 | A01135 | 16-50074 | CC_ptempa0 | -14.146
GA01SUMO-RII11-02-CTDBPP031 | OL000091 | GA01SUMO-00002 | 2 | A01135 | 16-50074 | CC_ptempa1 | -14.2381
GA01SUMO-RII11-02-CTDBPP031 | OL000091 | GA01SUMO-00002 | 2 | A01135 | 16-50074 | CC_ptempa2 | 19.8714
GA01SUMO-RII11-02-CTDBPP031 | OL000091 | GA01SUMO-00002 | 2 | A01135 | 16-50074 | CC_ptca0 | 524417.7
GA01SUMO-RII11-02-CTDBPP031 | OL000091 | GA01SUMO-00002 | 2 | A01135 | 16-50074 | CC_ptca1 | 40.762
GA01SUMO-RII11-02-CTDBPP031 | OL000091 | GA01SUMO-00002 | 2 | A01135 | 16-50074 | CC_ptca2 | -0.63698
GA01SUMO-RII11-02-CTDBPP031 | OL000091 | GA01SUMO-00002 | 2 | A01135 | 16-50074 | CC_ptcb0 | 25.1501
GA01SUMO-RII11-02-CTDBPP031 | OL000091 | GA01SUMO-00002 | 2 | A01135 | 16-50074 | CC_ptcb1 | -0.000175
GA01SUMO-RII11-02-CTDBPP031 | OL000091 | GA01SUMO-00002 | 2 | A01135 | 16-50074 | CC_ptcb2 | 0
GA01SUMO-RII11-02-CTDBPP031 | OL000091 | GA01SUMO-00002 | 2 | A01135 | 16-50074 | CC_pa0 | 1.5383
GA01SUMO-RII11-02-CTDBPP031 | OL000091 | GA01SUMO-00002 | 2 | A01135 | 16-50074 | CC_pa1 | 0.0026318
GA01SUMO-RII11-02-CTDBPP031 | OL000091 | GA01SUMO-00002 | 2 | A01135 | 16-50074 | CC_pa2 | 2.125e-11
GA01SUMO-RII11-02-CTDBPP031 | OL000091 | GA01SUMO-00002 | 2 | A01135 | 16-50074 | CC_g | -0.99795
GA01SUMO-RII11-02-CTDBPP031 | OL000091 | GA01SUMO-00002 | 2 | A01135 | 16-50074 | CC_h | 0.15382
GA01SUMO-RII11-02-CTDBPP031 | OL000091 | GA01SUMO-00002 | 2 | A01135 | 16-50074 | CC_i | -0.00016979
GA01SUMO-RII11-02-CTDBPP031 | OL000091 | GA01SUMO-00002 | 2 | A01135 | 16-50074 | CC_j | 3.5223e-05
GA01SUMO-RII11-02-CTDBPP031 | OL000091 | GA01SUMO-00002 | 2 | A01135 | 16-50074 | CC_cpcor | -9.57e-08
GA01SUMO-RII11-02-CTDBPP031 | OL000091 | GA01SUMO-00002 | 2 | A01135 | 16-50074 | CC_ctcor | 3.25e-06
GA01SUMO-RII11-02-CTDBPP032 | OL000091 | GA01SUMO-00002 | 2 | A01136 | 16-50075 | CC_lat | -42.9246 | GA01SUMO-RII11-02-CTDBPP201 will be defined in Group 5
GA01SUMO-RII11-02-CTDBPP032 | OL000091 | GA01SUMO-00002 | 2 | A01136 | 16-50075 | CC_lon | -42.5867
GA01SUMO-RII11-02-CTDBPP032 | OL000091 | GA01SUMO-00002 | 2 | A01136 | 16-50075 | CC_a0 | 0.0012461
GA01SUMO-RII11-02-CTDBPP032 | OL000091 | GA01SUMO-00002 | 2 | A01136 | 16-50075 | CC_a1 | 0.00027685
GA01SUMO-RII11-02-CTDBPP032 | OL000091 | GA01SUMO-00002 | 2 | A01136 | 16-50075 | CC_a2 | -1.3905e-06
GA01SUMO-RII11-02-CTDBPP032 | OL000091 | GA01SUMO-00002 | 2 | A01136 | 16-50075 | CC_a3 | 1.9418e-07
GA01SUMO-RII11-02-CTDBPP032 | OL000091 | GA01SUMO-00002 | 2 | A01136 | 16-50075 | CC_ptempa0 | -85.4413
GA01SUMO-RII11-02-CTDBPP032 | OL000091 | GA01SUMO-00002 | 2 | A01136 | 16-50075 | CC_ptempa1 | 72.6057
GA01SUMO-RII11-02-CTDBPP032 | OL000091 | GA01SUMO-00002 | 2 | A01136 | 16-50075 | CC_ptempa2 | -5.2867
GA01SUMO-RII11-02-CTDBPP032 | OL000091 | GA01SUMO-00002 | 2 | A01136 | 16-50075 | CC_ptca0 | 525541.7
GA01SUMO-RII11-02-CTDBPP032 | OL000091 | GA01SUMO-00002 | 2 | A01136 | 16-50075 | CC_ptca1 | -3.4071
GA01SUMO-RII11-02-CTDBPP032 | OL000091 | GA01SUMO-00002 | 2 | A01136 | 16-50075 | CC_ptca2 | 0.036648
GA01SUMO-RII11-02-CTDBPP032 | OL000091 | GA01SUMO-00002 | 2 | A01136 | 16-50075 | CC_ptcb0 | 25.083
GA01SUMO-RII11-02-CTDBPP032 | OL000091 | GA01SUMO-00002 | 2 | A01136 | 16-50075 | CC_ptcb1 | -0.0002
GA01SUMO-RII11-02-CTDBPP032 | OL000091 | GA01SUMO-00002 | 2 | A01136 | 16-50075 | CC_ptcb2 | 0
GA01SUMO-RII11-02-CTDBPP032 | OL000091 | GA01SUMO-00002 | 2 | A01136 | 16-50075 | CC_pa0 | -0.16035
GA01SUMO-RII11-02-CTDBPP032 | OL000091 | GA01SUMO-00002 | 2 | A01136 | 16-50075 | CC_pa1 | 0.0026484
GA01SUMO-RII11-02-CTDBPP032 | OL000091 | GA01SUMO-00002 | 2 | A01136 | 16-50075 | CC_pa2 | 2.0747e-11
GA01SUMO-RII11-02-CTDBPP032 | OL000091 | GA01SUMO-00002 | 2 | A01136 | 16-50075 | CC_g | -0.97501
GA01SUMO-RII11-02-CTDBPP032 | OL000091 | GA01SUMO-00002 | 2 | A01136 | 16-50075 | CC_h | 0.15401
GA01SUMO-RII11-02-CTDBPP032 | OL000091 | GA01SUMO-00002 | 2 | A01136 | 16-50075 | CC_i | -0.00018401
GA01SUMO-RII11-02-CTDBPP032 | OL000091 | GA01SUMO-00002 | 2 | A01136 | 16-50075 | CC_j | 3.7012e-05
GA01SUMO-RII11-02-CTDBPP032 | OL000091 | GA01SUMO-00002 | 2 | A01136 | 16-50075 | CC_cpcor | -9.57e-08
GA01SUMO-RII11-02-CTDBPP032 | OL000091 | GA01SUMO-00002 | 2 | A01136 | 16-50075 | CC_ctcor | 3.25e-06
GA01SUMO-RII11-02-CTDBPP033 | OL000091 | GA01SUMO-00002 | 2 | A01137 | 16-50076 | CC_lat | -42.9246 | GA01SUMO-RII11-02-CTDBPP007 will be defined in Group 5
GA01SUMO-RII11-02-CTDBPP033 | OL000091 | GA01SUMO-00002 | 2 | A01137 | 16-50076 | CC_lon | -42.5867
GA01SUMO-RII11-02-CTDBPP033 | OL000091 | GA01SUMO-00002 | 2 | A01137 | 16-50076 | CC_a0 | 0.0012502
GA01SUMO-RII11-02-CTDBPP033 | OL000091 | GA01SUMO-00002 | 2 | A01137 | 16-50076 | CC_a1 | 0.00027239
GA01SUMO-RII11-02-CTDBPP033 | OL000091 | GA01SUMO-00002 | 2 | A01137 | 16-50076 | CC_a2 | -7.9442e-07
GA01SUMO-RII11-02-CTDBPP033 | OL000091 | GA01SUMO-00002 | 2 | A01137 | 16-50076 | CC_a3 | 1.691e-07
GA01SUMO-RII11-02-CTDBPP033 | OL000091 | GA01SUMO-00002 | 2 | A01137 | 16-50076 | CC_ptempa0 | -117.0902
GA01SUMO-RII11-02-CTDBPP033 | OL000091 | GA01SUMO-00002 | 2 | A01137 | 16-50076 | CC_ptempa1 | 110.8357
GA01SUMO-RII11-02-CTDBPP033 | OL000091 | GA01SUMO-00002 | 2 | A01137 | 16-50076 | CC_ptempa2 | -17.9886
GA01SUMO-RII11-02-CTDBPP033 | OL000091 | GA01SUMO-00002 | 2 | A01137 | 16-50076 | CC_ptca0 | 524694.3
GA01SUMO-RII11-02-CTDBPP033 | OL000091 | GA01SUMO-00002 | 2 | A01137 | 16-50076 | CC_ptca1 | -64.37
GA01SUMO-RII11-02-CTDBPP033 | OL000091 | GA01SUMO-00002 | 2 | A01137 | 16-50076 | CC_ptca2 | 0.84871
GA01SUMO-RII11-02-CTDBPP033 | OL000091 | GA01SUMO-00002 | 2 | A01137 | 16-50076 | CC_ptcb0 | 25.1741
GA01SUMO-RII11-02-CTDBPP033 | OL000091 | GA01SUMO-00002 | 2 | A01137 | 16-50076 | CC_ptcb1 | -0.000175
GA01SUMO-RII11-02-CTDBPP033 | OL000091 | GA01SUMO-00002 | 2 | A01137 | 16-50076 | CC_ptcb2 | 0
GA01SUMO-RII11-02-CTDBPP033 | OL000091 | GA01SUMO-00002 | 2 | A01137 | 16-50076 | CC_pa0 | -2.786
GA01SUMO-RII11-02-CTDBPP033 | OL000091 | GA01SUMO-00002 | 2 | A01137 | 16-50076 | CC_pa1 | 0.0026347
GA01SUMO-RII11-02-CTDBPP033 | OL000091 | GA01SUMO-00002 | 2 | A01137 | 16-50076 | CC_pa2 | 1.967e-11
GA01SUMO-RII11-02-CTDBPP033 | OL000091 | GA01SUMO-00002 | 2 | A01137 | 16-50076 | CC_g | -0.97653
GA01SUMO-RII11-02-CTDBPP033 | OL000091 | GA01SUMO-00002 | 2 | A01137 | 16-50076 | CC_h | 0.14867
GA01SUMO-RII11-02-CTDBPP033 | OL000091 | GA01SUMO-00002 | 2 | A01137 | 16-50076 | CC_i | -0.00010424
GA01SUMO-RII11-02-CTDBPP033 | OL000091 | GA01SUMO-00002 | 2 | A01137 | 16-50076 | CC_j | 2.9678e-05
GA01SUMO-RII11-02-CTDBPP033 | OL000091 | GA01SUMO-00002 | 2 | A01137 | 16-50076 | CC_cpcor | -9.57e-08
GA01SUMO-RII11-02-CTDBPP033 | OL000091 | GA01SUMO-00002 | 2 | A01137 | 16-50076 | CC_ctcor | 3.25e-06
GA01SUMO-RII11-02-FLORDG031 | OL000091 | GA01SUMO-00002 | 2 | A01004 | 3369 | CC_dark_counts_volume_scatter | 0.057 | GA01SUMO-RII11-02-FLORDG103 will be defined in Group 5
GA01SUMO-RII11-02-FLORDG031 | OL000091 | GA01SUMO-00002 | 2 | A01004 | 3369 | CC_scale_factor_volume_scatter | 0.001331 | in Volts (because analog signal going to CTDBP)
GA01SUMO-RII11-02-FLORDG031 | OL000091 | GA01SUMO-00002 | 2 | A01004 | 3369 | CC_dark_counts_chlorophyll_a | 0.055 | in Volts (because analog signal going to CTDBP)
GA01SUMO-RII11-02-FLORDG031 | OL000091 | GA01SUMO-00002 | 2 | A01004 | 3369 | CC_scale_factor_chlorophyll_a | 6 | in Volts (because analog signal going to CTDBP)
GA01SUMO-RII11-02-FLORDG031 | OL000091 | GA01SUMO-00002 | 2 | A01004 | 3369 | CC_scattering_angle | 140 | Constant
GA01SUMO-RII11-02-FLORDG031 | OL000091 | GA01SUMO-00002 | 2 | A01004 | 3369 | CC_measurement_wavelength | 700 | Constant
GA01SUMO-RII11-02-FLORDG031 | OL000091 | GA01SUMO-00002 | 2 | A01004 | 3369 | CC_angular_resolution | 1.096 | Constant
GA01SUMO-RII11-02-FLORDG031 | OL000091 | GA01SUMO-00002 | 2 | A01004 | 3369 | CC_depolarization_ratio | 0.039 | Constant
GA01SUMO-RII11-02-FLORDG032 | OL000091 | GA01SUMO-00002 | 2 | A01005 | 3381 | CC_dark_counts_volume_scatter | 0.0609 | GA01SUMO-RII11-02-FLORDG203 will be defined in Group 5
GA01SUMO-RII11-02-FLORDG032 | OL000091 | GA01SUMO-00002 | 2 | A01005 | 3381 | CC_scale_factor_volume_scatter | 0.001386 | in Volts (because analog signal going to CTDBP)
GA01SUMO-RII11-02-FLORDG032 | OL000091 | GA01SUMO-00002 | 2 | A01005 | 3381 | CC_dark_counts_chlorophyll_a | 0.057 | in Volts (because analog signal going to CTDBP)
GA01SUMO-RII11-02-FLORDG032 | OL000091 | GA01SUMO-00002 | 2 | A01005 | 3381 | CC_scale_factor_chlorophyll_a | 6 | in Volts (because analog signal going to CTDBP)
GA01SUMO-RII11-02-FLORDG032 | OL000091 | GA01SUMO-00002 | 2 | A01005 | 3381 | CC_scattering_angle | 140 | Constant
GA01SUMO-RII11-02-FLORDG032 | OL000091 | GA01SUMO-00002 | 2 | A01005 | 3381 | CC_measurement_wavelength | 700 | Constant
GA01SUMO-RII11-02-FLORDG032 | OL000091 | GA01SUMO-00002 | 2 | A01005 | 3381 | CC_angular_resolution | 1.096 | Constant
GA01SUMO-RII11-02-FLORDG032 | OL000091 | GA01SUMO-00002 | 2 | A01005 | 3381 | CC_depolarization_ratio | 0.039 | Constant
GA01SUMO-RII11-02-FLORDG033 | OL000091 | GA01SUMO-00002 | 2 | A01006 | 3382 | CC_dark_counts_volume_scatter | 0.0571 | GA01SUMO-RII11-02-FLORDG303 will be defined in Group 5
GA01SUMO-RII11-02-FLORDG033 | OL000091 | GA01SUMO-00002 | 2 | A01006 | 3382 | CC_scale_factor_volume_scatter | 0.0013931 | in Volts (because analog signal going to CTDBP)
GA01SUMO-RII11-02-FLORDG033 | OL000091 | GA01SUMO-00002 | 2 | A01006 | 3382 | CC_dark_counts_chlorophyll_a | 0.072 | in Volts (because analog signal going to CTDBP)
GA01SUMO-RII11-02-FLORDG033 | OL000091 | GA01SUMO-00002 | 2 | A01006 | 3382 | CC_scale_factor_chlorophyll_a | 6 | in Volts (because analog signal going to CTDBP)
GA01SUMO-RII11-02-FLORDG033 | OL000091 | GA01SUMO-00002 | 2 | A01006 | 3382 | CC_scattering_angle | 140 | Constant
GA01SUMO-RII11-02-FLORDG033 | OL000091 | GA01SUMO-00002 | 2 | A01006 | 3382 | CC_measurement_wavelength | 700 | Constant
GA01SUMO-RII11-02-FLORDG033 | OL000091 | GA01SUMO-00002 | 2 | A01006 | 3382 | CC_angular_resolution | 1.096 | Constant
GA01SUMO-RII11-02-FLORDG033 | OL000091 | GA01SUMO-00002 | 2 | A01006 | 3382 | CC_depolarization_ratio | 0.039 | Constant
GA01SUMO-RII11-02-PCO2WC051 | OL000091 | GA01SUMO-00002 | 2 | OL000096 | C0121 | CC_cala | 0.0474
GA01SUMO-RII11-02-PCO2WC051 | OL000091 | GA01SUMO-00002 | 2 | OL000096 | C0121 | CC_calb | 0.6838
GA01SUMO-RII11-02-PCO2WC051 | OL000091 | GA01SUMO-00002 | 2 | OL000096 | C0121 | CC_calc | -1.7883
GA01SUMO-RII11-02-PCO2WC051 | OL000091 | GA01SUMO-00002 | 2 | OL000096 | C0121 | CC_calt | 14.8329
GA01SUMO-RII11-02-PCO2WC051 | OL000091 | GA01SUMO-00002 | 2 | OL000096 | C0121 | CC_ea434 | 19706 | constant for each batch of reagent
GA01SUMO-RII11-02-PCO2WC051 | OL000091 | GA01SUMO-00002 | 2 | OL000096 | C0121 | CC_ea620 | 34 | constant for each batch of reagent
GA01SUMO-RII11-02-PCO2WC051 | OL000091 | GA01SUMO-00002 | 2 | OL000096 | C0121 | CC_eb434 | 3073 | constant for each batch of reagent
GA01SUMO-RII11-02-PCO2WC051 | OL000091 | GA01SUMO-00002 | 2 | OL000096 | C0121 | CC_eb620 | 44327 | constant for each batch of reagent
GA01SUMO-RII11-02-PCO2WC052 | OL000091 | GA01SUMO-00002 | 2 | A01474 | C0122 | CC_cala | -0.0988
GA01SUMO-RII11-02-PCO2WC052 | OL000091 | GA01SUMO-00002 | 2 | A01474 | C0122 | CC_calb | 1.5456
GA01SUMO-RII11-02-PCO2WC052 | OL000091 | GA01SUMO-00002 | 2 | A01474 | C0122 | CC_calc | -3.0502
GA01SUMO-RII11-02-PCO2WC052 | OL000091 | GA01SUMO-00002 | 2 | A01474 | C0122 | CC_calt | 25.7299
GA01SUMO-RII11-02-PCO2WC052 | OL000091 | GA01SUMO-00002 | 2 | A01474 | C0122 | CC_ea434 | 19706 | constant for each batch of reagent
GA01SUMO-RII11-02-PCO2WC052 | OL000091 | GA01SUMO-00002 | 2 | A01474 | C0122 | CC_ea620 | 34 | constant for each batch of reagent
GA01SUMO-RII11-02-PCO2WC052 | OL000091 | GA01SUMO-00002 | 2 | A01474 | C0122 | CC_eb434 | 3073 | constant for each batch of reagent
GA01SUMO-RII11-02-PCO2WC052 | OL000091 | GA01SUMO-00002 | 2 | A01474 | C0122 | CC_eb620 | 44327 | constant for each batch of reagent
[8 empty] | GA01SUMO-RII11-02-PCO2WC053 | OL000091 | GA01SUMO-00002 | 2 | N/A | CC_cala | Not Deployed
[8 empty] | GA01SUMO-RII11-02-PCO2WC053 | OL000091 | GA01SUMO-00002 | 2 | N/A | CC_calb
[8 empty] | GA01SUMO-RII11-02-PCO2WC053 | OL000091 | GA01SUMO-00002 | 2 | N/A | CC_calc
[8 empty] | GA01SUMO-RII11-02-PCO2WC053 | OL000091 | GA01SUMO-00002 | 2 | N/A | CC_calt
[8 empty] | GA01SUMO-RII11-02-PCO2WC053 | OL000091 | GA01SUMO-00002 | 2 | N/A | CC_ea434
[8 empty] | GA01SUMO-RII11-02-PCO2WC053 | OL000091 | GA01SUMO-00002 | 2 | N/A | CC_ea620
[8 empty] | GA01SUMO-RII11-02-PCO2WC053 | OL000091 | GA01SUMO-00002 | 2 | N/A | CC_eb434
[8 empty] | GA01SUMO-RII11-02-PCO2WC053 | OL000091 | GA01SUMO-00002 | 2 | N/A | CC_eb620
GA01SUMO-RII11-02-ADCPSN010 | OL000091 | GA01SUMO-00002 | 2 | A00854 | 21638 | CC_latitude | -42.9246
GA01SUMO-RII11-02-ADCPSN010 | OL000091 | GA01SUMO-00002 | 2 | A00854 | 21638 | CC_longitude | -42.5867
GA01SUMO-RII11-02-ADCPSN010 | OL000091 | GA01SUMO-00002 | 2 | A00854 | 21638 | CC_depth | 500000 | in mm
GA01SUMO-RII11-02-ADCPSN010 | OL000091 | GA01SUMO-00002 | 2 | A00854 | 21638 | CC_scale_factor1 | 0.45 | constant
GA01SUMO-RII11-02-ADCPSN010 | OL000091 | GA01SUMO-00002 | 2 | A00854 | 21638 | CC_scale_factor2 | 0.45 | constant
GA01SUMO-RII11-02-ADCPSN010 | OL000091 | GA01SUMO-00002 | 2 | A00854 | 21638 | CC_scale_factor3 | 0.45 | constant
GA01SUMO-RII11-02-ADCPSN010 | OL000091 | GA01SUMO-00002 | 2 | A00854 | 21638 | CC_scale_factor4 | 0.45 | constant
GA01SUMO-SBC11-00-CPMENG000 | OL000091 | GA01SUMO-00002 | 2 | OL000097 | GA01SUMO-00002-CPM1 |  |  | The serial number used here is bogus, pending identification of the real serial number.
GA01SUMO-SBD11-00-DCLENG000 | OL000091 | GA01SUMO-00002 | 2 | OL000099 | GA01SUMO-00002-DCL11 |  |  | The serial number used here is bogus, pending identification of the real serial number.
GA01SUMO-SBD12-00-DCLENG000 | OL000091 | GA01SUMO-00002 | 2 | OL000100 | GA01SUMO-00002-DCL12 |  |  | The serial number used here is bogus, pending identification of the real serial number.
GA01SUMO-RID16-00-DCLENG000 | OL000091 | GA01SUMO-00002 | 2 | OL000101 | GA01SUMO-00002-DCL16 |  |  | The serial number used here is bogus, pending identification of the real serial number.

## ACS245_CC_taarray
-0.072917 | -0.074607 | -0.071415 | -0.069644 | -0.068005 | -0.066255 | -0.062961 | -0.058548 | -0.054362 | -0.053014 | -0.048864 | -0.045753 | -0.040737 | -0.038908 | -0.035336 | -0.032663 | -0.029573 | -0.026767 | -0.024089 | -0.020975 | -0.016317 | -0.012997 | -0.007957 | -0.004662 | 0 | 0.003087 | 0.008891 | 0.013732 | 0.017047 | 0.021981 | 0.027526 | 0.032522 | 0.035761 | 0.040509 | 0.045138 | 0.049234 | 0.051891
-0.067432 | -0.067801 | -0.064631 | -0.062836 | -0.060639 | -0.059073 | -0.055946 | -0.051876 | -0.049521 | -0.047924 | -0.04415 | -0.041269 | -0.037272 | -0.034783 | -0.032012 | -0.029841 | -0.027151 | -0.0241 | -0.021899 | -0.018808 | -0.014819 | -0.011378 | -0.007264 | -0.00409 | 0 | 0.002581 | 0.006876 | 0.01149 | 0.014562 | 0.018396 | 0.023328 | 0.027233 | 0.030379 | 0.034481 | 0.038325 | 0.041596 | 0.043367
-0.057378 | -0.057073 | -0.054453 | -0.052616 | -0.051375 | -0.049567 | -0.046425 | -0.042567 | -0.040574 | -0.039147 | -0.036156 | -0.033854 | -0.030253 | -0.028817 | -0.025731 | -0.023934 | -0.021703 | -0.019653 | -0.017863 | -0.01555 | -0.011973 | -0.009447 | -0.006254 | -0.003388 | 0 | 0.002209 | 0.006168 | 0.009223 | 0.011604 | 0.014902 | 0.018898 | 0.021523 | 0.024338 | 0.026842 | 0.03004 | 0.033047 | 0.03392
-0.047087 | -0.046279 | -0.043476 | -0.041948 | -0.040587 | -0.039007 | -0.036519 | -0.033657 | -0.031876 | -0.030742 | -0.028171 | -0.026256 | -0.023671 | -0.022045 | -0.020465 | -0.018737 | -0.017259 | -0.015436 | -0.013919 | -0.012078 | -0.009494 | -0.007156 | -0.004568 | -0.002562 | 0 | 0.00154 | 0.00422 | 0.007179 | 0.009122 | 0.011491 | 0.01454 | 0.0171 | 0.018293 | 0.020454 | 0.022726 | 0.024786 | 0.025369
-0.037358 | -0.03608 | -0.03396 | -0.032703 | -0.031506 | -0.030019 | -0.028073 | -0.025845 | -0.024088 | -0.023734 | -0.021372 | -0.020245 | -0.017865 | -0.017047 | -0.015273 | -0.014605 | -0.013239 | -0.011995 | -0.010929 | -0.009576 | -0.007286 | -0.005666 | -0.003624 | -0.001883 | 0 | 0.001135 | 0.003313 | 0.00548 | 0.006577 | 0.008257 | 0.010615 | 0.012198 | 0.01326 | 0.014704 | 0.016632 | 0.017648 | 0.017776
-0.02887 | -0.027886 | -0.026006 | -0.024968 | -0.024077 | -0.022808 | -0.021326 | -0.019212 | -0.018135 | -0.017939 | -0.016298 | -0.015098 | -0.013387 | -0.012589 | -0.011615 | -0.010965 | -0.009764 | -0.008827 | -0.008287 | -0.007171 | -0.005297 | -0.003997 | -0.002401 | -0.001172 | 0 | 0.000839 | 0.002822 | 0.004163 | 0.004711 | 0.00607 | 0.008065 | 0.008741 | 0.009651 | 0.010853 | 0.011907 | 0.012467 | 0.012536
-0.023769 | -0.022626 | -0.020863 | -0.020008 | -0.019227 | -0.01821 | -0.016952 | -0.015366 | -0.014445 | -0.013844 | -0.012718 | -0.011927 | -0.010251 | -0.009775 | -0.008737 | -0.00844 | -0.007672 | -0.007154 | -0.006443 | -0.005627 | -0.004149 | -0.003101 | -0.002024 | -0.001051 | 0 | 0.000583 | 0.001835 | 0.003297 | 0.003761 | 0.004501 | 0.006139 | 0.006724 | 0.006923 | 0.007862 | 0.008394 | 0.009359 | 0.009062
-0.019832 | -0.01881 | -0.017319 | -0.016702 | -0.015795 | -0.014966 | -0.013767 | -0.012412 | -0.011476 | -0.011425 | -0.010251 | -0.009505 | -0.008251 | -0.007704 | -0.007254 | -0.006696 | -0.006347 | -0.005614 | -0.00527 | -0.004638 | -0.003294 | -0.002526 | -0.001461 | -0.000755 | 0 | 0.000245 | 0.001546 | 0.002618 | 0.002918 | 0.003707 | 0.004822 | 0.005298 | 0.005582 | 0.006166 | 0.00655 | 0.006857 | 0.006769
-0.017 | -0.016141 | -0.014722 | -0.014147 | -0.013459 | -0.012637 | -0.011672 | -0.010366 | -0.009822 | -0.009519 | -0.008668 | -0.008074 | -0.006758 | -0.006584 | -0.005823 | -0.005538 | -0.005121 | -0.004413 | -0.004257 | -0.003619 | -0.002676 | -0.002123 | -0.001305 | -0.000682 | 0 | 0.000499 | 0.001413 | 0.002286 | 0.002614 | 0.003313 | 0.004042 | 0.004437 | 0.004545 | 0.005005 | 0.005528 | 0.006025 | 0.005351
-0.015236 | -0.014363 | -0.013091 | -0.012476 | -0.011818 | -0.011117 | -0.010127 | -0.009182 | -0.008592 | -0.0082 | -0.007364 | -0.007101 | -0.005869 | -0.005636 | -0.005196 | -0.004914 | -0.004444 | -0.00395 | -0.003714 | -0.003107 | -0.002327 | -0.001699 | -0.000885 | -0.00051 | 0 | 0.000395 | 0.001262 | 0.002094 | 0.002241 | 0.002879 | 0.003605 | 0.004025 | 0.004093 | 0.004445 | 0.004618 | 0.004757 | 0.004564
-0.013551 | -0.01282 | -0.011759 | -0.011237 | -0.010648 | -0.009937 | -0.009089 | -0.008042 | -0.007496 | -0.00732 | -0.006434 | -0.005979 | -0.005061 | -0.00485 | -0.00438 | -0.004177 | -0.003721 | -0.003474 | -0.003453 | -0.002799 | -0.002125 | -0.00153 | -0.000835 | -0.000452 | 0 | 0.000363 | 0.001111 | 0.001732 | 0.001951 | 0.002376 | 0.003164 | 0.003343 | 0.003493 | 0.003747 | 0.004009 | 0.004213 | 0.003853
-0.012832 | -0.012107 | -0.011019 | -0.010533 | -0.009995 | -0.009287 | -0.00859 | -0.007481 | -0.007063 | -0.00685 | -0.006235 | -0.005523 | -0.004869 | -0.004748 | -0.004172 | -0.003938 | -0.003597 | -0.003274 | -0.003026 | -0.002565 | -0.001926 | -0.001536 | -0.000888 | -0.000445 | 0 | 0.000231 | 0.000884 | 0.001699 | 0.001702 | 0.002289 | 0.002741 | 0.00302 | 0.003147 | 0.003448 | 0.003557 | 0.003626 | 0.003285
-0.011406 | -0.010624 | -0.009806 | -0.009468 | -0.008864 | -0.008228 | -0.00749 | -0.006526 | -0.006146 | -0.005944 | -0.005381 | -0.00496 | -0.004157 | -0.003908 | -0.003588 | -0.003398 | -0.003046 | -0.002809 | -0.002581 | -0.002283 | -0.001736 | -0.001282 | -0.000736 | -0.000367 | 0 | 0.000262 | 0.000972 | 0.001447 | 0.001426 | 0.001978 | 0.002609 | 0.002974 | 0.003037 | 0.003087 | 0.00329 | 0.003354 | 0.003064
-0.010725 | -0.010105 | -0.009254 | -0.008813 | -0.008381 | -0.007754 | -0.006992 | -0.006265 | -0.005728 | -0.00549 | -0.004994 | -0.004609 | -0.003884 | -0.003614 | -0.003327 | -0.003147 | -0.002901 | -0.002621 | -0.002428 | -0.002075 | -0.001556 | -0.001219 | -0.000772 | -0.000535 | 0 | 0.000224 | 0.000828 | 0.001267 | 0.001352 | 0.001839 | 0.002372 | 0.002496 | 0.00256 | 0.002758 | 0.003035 | 0.002845 | 0.002611
-0.009551 | -0.009008 | -0.008262 | -0.007949 | -0.007438 | -0.006777 | -0.006235 | -0.005429 | -0.005008 | -0.004995 | -0.004498 | -0.004007 | -0.003383 | -0.003117 | -0.002904 | -0.002713 | -0.0024 | -0.002245 | -0.001886 | -0.001833 | -0.001275 | -0.00096 | -0.000586 | -0.000322 | 0 | 0.000234 | 0.000764 | 0.001354 | 0.00137 | 0.001752 | 0.002234 | 0.002358 | 0.002532 | 0.00255 | 0.002751 | 0.002806 | 0.002483
-0.008773 | -0.008156 | -0.007553 | -0.007248 | -0.006763 | -0.006254 | -0.005639 | -0.004972 | -0.004585 | -0.004475 | -0.003995 | -0.003549 | -0.003057 | -0.002821 | -0.002651 | -0.002383 | -0.00225 | -0.001955 | -0.001943 | -0.001634 | -0.001206 | -0.001025 | -0.000607 | -0.000359 | 0 | 0.000146 | 0.000698 | 0.00115 | 0.001147 | 0.0016 | 0.002056 | 0.002212 | 0.002275 | 0.002376 | 0.002631 | 0.002414 | 0.002291
-0.0082 | -0.007728 | -0.007125 | -0.006794 | -0.006336 | -0.005799 | -0.005286 | -0.004586 | -0.004152 | -0.004072 | -0.003556 | -0.003273 | -0.002709 | -0.002553 | -0.002285 | -0.002194 | -0.001981 | -0.001874 | -0.001671 | -0.001488 | -0.001053 | -0.000899 | -0.000498 | -0.000333 | 0 | 0.000147 | 0.000588 | 0.001017 | 0.001148 | 0.001476 | 0.001842 | 0.001979 | 0.002126 | 0.002229 | 0.002291 | 0.002186 | 0.002001
-0.007454 | -0.006939 | -0.006431 | -0.006135 | -0.005708 | -0.005188 | -0.004635 | -0.004097 | -0.003711 | -0.003564 | -0.003207 | -0.002805 | -0.002358 | -0.00209 | -0.001994 | -0.001866 | -0.001712 | -0.001491 | -0.001523 | -0.001321 | -0.000968 | -0.000795 | -0.000472 | -0.000312 | 0 | 0.000184 | 0.000575 | 0.00095 | 0.001108 | 0.001383 | 0.001754 | 0.001954 | 0.00192 | 0.002024 | 0.002054 | 0.002113 | 0.001828
-0.006741 | -0.006282 | -0.005854 | -0.005563 | -0.005163 | -0.004661 | -0.004137 | -0.00365 | -0.00321 | -0.003094 | -0.002755 | -0.002523 | -0.002087 | -0.001942 | -0.001786 | -0.001608 | -0.001398 | -0.001313 | -0.001191 | -0.001032 | -0.000848 | -0.000688 | -0.000393 | -0.00024 | 0 | 0.00013 | 0.000601 | 0.001005 | 0.000987 | 0.001263 | 0.001695 | 0.001819 | 0.001803 | 0.001909 | 0.002098 | 0.001808 | 0.001694
-0.006232 | -0.005811 | -0.00539 | -0.005113 | -0.004708 | -0.004214 | -0.003782 | -0.003198 | -0.002923 | -0.002785 | -0.002481 | -0.002167 | -0.001793 | -0.001619 | -0.001462 | -0.001507 | -0.001287 | -0.001172 | -0.001146 | -0.000983 | -0.000701 | -0.000679 | -0.000387 | -0.000246 | 0 | 0.000188 | 0.000504 | 0.000879 | 0.000891 | 0.001228 | 0.001552 | 0.001722 | 0.001661 | 0.001776 | 0.001754 | 0.001758 | 0.001499
-0.005916 | -0.00548 | -0.004988 | -0.004785 | -0.00433 | -0.003925 | -0.003452 | -0.002956 | -0.00266 | -0.002477 | -0.002192 | -0.00196 | -0.001567 | -0.001429 | -0.001344 | -0.001313 | -0.001102 | -0.00106 | -0.000951 | -0.000933 | -0.000751 | -0.000582 | -0.000385 | -0.000264 | 0 | 9.2e-05 | 0.000503 | 0.00076 | 0.000813 | 0.001154 | 0.001388 | 0.0015 | 0.001558 | 0.001614 | 0.001667 | 0.001529 | 0.00136
-0.005164 | -0.0048 | -0.004445 | -0.004211 | -0.003828 | -0.003414 | -0.00299 | -0.002512 | -0.00214 | -0.002151 | -0.00183 | -0.001661 | -0.00129 | -0.001193 | -0.00107 | -0.001085 | -0.000895 | -0.000862 | -0.000792 | -0.000697 | -0.000601 | -0.00051 | -0.000325 | -0.000174 | 0 | 0.000201 | 0.000506 | 0.000812 | 0.000813 | 0.001103 | 0.001434 | 0.001531 | 0.001493 | 0.001609 | 0.00166 | 0.001465 | 0.00128
-0.005011 | -0.0046 | -0.004255 | -0.004033 | -0.003606 | -0.00319 | -0.002747 | -0.002311 | -0.00203 | -0.001932 | -0.00174 | -0.00148 | -0.001185 | -0.001032 | -0.000912 | -0.000932 | -0.000861 | -0.000813 | -0.000769 | -0.000695 | -0.000572 | -0.000505 | -0.00034 | -0.000183 | 0 | 0.000126 | 0.000414 | 0.000692 | 0.000753 | 0.001014 | 0.001227 | 0.001365 | 0.001421 | 0.001447 | 0.001374 | 0.001322 | 0.001116
-0.004687 | -0.004293 | -0.003972 | -0.003771 | -0.003323 | -0.002954 | -0.002528 | -0.002139 | -0.001863 | -0.001731 | -0.001501 | -0.001302 | -0.001007 | -0.000893 | -0.00081 | -0.000764 | -0.0007 | -0.000609 | -0.000683 | -0.000587 | -0.000484 | -0.000436 | -0.00027 | -0.000131 | 0 | 0.000134 | 0.000508 | 0.000792 | 0.000803 | 0.001051 | 0.001381 | 0.001453 | 0.001386 | 0.001466 | 0.001466 | 0.00128 | 0.001148
-0.004349 | -0.004005 | -0.003675 | -0.003474 | -0.003049 | -0.00266 | -0.002289 | -0.001883 | -0.001656 | -0.001525 | -0.00132 | -0.00117 | -0.000936 | -0.000819 | -0.000761 | -0.00072 | -0.000678 | -0.000623 | -0.000597 | -0.00061 | -0.000458 | -0.000454 | -0.000284 | -0.000201 | 0 | 0.000119 | 0.000448 | 0.000679 | 0.000718 | 0.000988 | 0.001202 | 0.001298 | 0.001284 | 0.001301 | 0.001372 | 0.001204 | 0.001008
-0.004172 | -0.003768 | -0.003459 | -0.003264 | -0.002816 | -0.002457 | -0.002097 | -0.00172 | -0.001454 | -0.00138 | -0.001186 | -0.001041 | -0.000783 | -0.000689 | -0.000583 | -0.000606 | -0.000527 | -0.0005 | -0.000536 | -0.000532 | -0.00042 | -0.000412 | -0.000212 | -0.00014 | 0 | 0.000119 | 0.000439 | 0.000669 | 0.000721 | 0.000959 | 0.001176 | 0.001271 | 0.001351 | 0.001312 | 0.001287 | 0.001219 | 0.000973
-0.004056 | -0.003683 | -0.00338 | -0.003183 | -0.00277 | -0.002382 | -0.00201 | -0.001638 | -0.001478 | -0.001364 | -0.001158 | -0.000994 | -0.000752 | -0.000691 | -0.000599 | -0.000629 | -0.000563 | -0.000546 | -0.000571 | -0.000534 | -0.000437 | -0.000416 | -0.000262 | -0.000156 | 0 | 0.000126 | 0.000428 | 0.000644 | 0.000689 | 0.000892 | 0.001142 | 0.001232 | 0.001232 | 0.001329 | 0.001268 | 0.00103 | 0.000932
-0.003928 | -0.003582 | -0.003287 | -0.003039 | -0.002654 | -0.002291 | -0.001956 | -0.001605 | -0.001398 | -0.001324 | -0.001134 | -0.000969 | -0.00071 | -0.00063 | -0.000582 | -0.0006 | -0.000504 | -0.000495 | -0.000524 | -0.000499 | -0.000404 | -0.000402 | -0.000243 | -0.000127 | 0 | 0.000144 | 0.000421 | 0.000652 | 0.00069 | 0.000894 | 0.00111 | 0.001176 | 0.001219 | 0.001227 | 0.001247 | 0.001053 | 0.000913
-0.003796 | -0.00341 | -0.003138 | -0.002968 | -0.002546 | -0.002224 | -0.001896 | -0.001582 | -0.001401 | -0.001274 | -0.001122 | -0.000999 | -0.000734 | -0.000627 | -0.000604 | -0.000629 | -0.000577 | -0.000518 | -0.000608 | -0.000597 | -0.00046 | -0.000458 | -0.000294 | -0.000184 | 0 | 0.000109 | 0.000349 | 0.00057 | 0.000656 | 0.00084 | 0.001078 | 0.001192 | 0.001229 | 0.001178 | 0.001173 | 0.001026 | 0.000863
-0.003886 | -0.003536 | -0.003242 | -0.003085 | -0.002654 | -0.002266 | -0.00194 | -0.001633 | -0.001406 | -0.001333 | -0.001133 | -0.001005 | -0.000849 | -0.000722 | -0.000672 | -0.000671 | -0.000583 | -0.000546 | -0.000621 | -0.000575 | -0.000536 | -0.000495 | -0.000291 | -0.000185 | 0 | 0.000118 | 0.000378 | 0.000564 | 0.000585 | 0.000829 | 0.001088 | 0.00117 | 0.001184 | 0.001182 | 0.001132 | 0.00094 | 0.000814
-0.00365 | -0.003317 | -0.003055 | -0.002908 | -0.002471 | -0.002184 | -0.001866 | -0.001583 | -0.001385 | -0.001246 | -0.001152 | -0.000983 | -0.000772 | -0.000728 | -0.000644 | -0.000661 | -0.000613 | -0.000571 | -0.000654 | -0.000618 | -0.000495 | -0.000444 | -0.000296 | -0.000131 | 0 | 0.000178 | 0.000432 | 0.000601 | 0.000692 | 0.000855 | 0.001105 | 0.00116 | 0.001224 | 0.001185 | 0.001192 | 0.001027 | 0.000828
-0.003945 | -0.003564 | -0.003303 | -0.003127 | -0.002676 | -0.002361 | -0.002058 | -0.001763 | -0.001563 | -0.00144 | -0.001287 | -0.001086 | -0.000894 | -0.000811 | -0.000744 | -0.000779 | -0.000681 | -0.000638 | -0.000704 | -0.000631 | -0.000541 | -0.000483 | -0.000275 | -0.000144 | 0 | 0.000161 | 0.000357 | 0.000611 | 0.000659 | 0.000847 | 0.001057 | 0.0012 | 0.001171 | 0.001166 | 0.001132 | 0.000991 | 0.000829
-0.003736 | -0.003416 | -0.003173 | -0.00299 | -0.002588 | -0.002284 | -0.001979 | -0.001659 | -0.001511 | -0.001413 | -0.001208 | -0.001103 | -0.000868 | -0.000838 | -0.000744 | -0.000743 | -0.000696 | -0.00069 | -0.00069 | -0.000653 | -0.00055 | -0.00052 | -0.000307 | -0.000133 | 0 | 0.000136 | 0.000419 | 0.000601 | 0.000638 | 0.000825 | 0.001078 | 0.001133 | 0.001178 | 0.001169 | 0.001137 | 0.000946 | 0.000782
-0.00393 | -0.003586 | -0.003355 | -0.003179 | -0.002753 | -0.002444 | -0.002189 | -0.001842 | -0.001669 | -0.001525 | -0.001413 | -0.001237 | -0.001015 | -0.000966 | -0.000854 | -0.000863 | -0.0008 | -0.00078 | -0.000764 | -0.000751 | -0.000616 | -0.000496 | -0.000304 | -0.000117 | 0 | 0.000182 | 0.000387 | 0.000604 | 0.000674 | 0.000859 | 0.001071 | 0.001154 | 0.001189 | 0.001136 | 0.001126 | 0.00096 | 0.000801
-0.003859 | -0.003532 | -0.003339 | -0.003161 | -0.002736 | -0.002445 | -0.002184 | -0.001919 | -0.001728 | -0.001612 | -0.001407 | -0.001269 | -0.001054 | -0.000997 | -0.000889 | -0.000889 | -0.000824 | -0.000804 | -0.000809 | -0.00074 | -0.000623 | -0.000492 | -0.000267 | -0.000134 | 0 | 0.000154 | 0.000399 | 0.00061 | 0.000666 | 0.000867 | 0.001041 | 0.001162 | 0.001173 | 0.001131 | 0.001107 | 0.000937 | 0.000762
-0.00383 | -0.003591 | -0.003413 | -0.003231 | -0.002843 | -0.002558 | -0.002252 | -0.002005 | -0.001799 | -0.001702 | -0.001536 | -0.0014 | -0.001185 | -0.00105 | -0.001013 | -0.000993 | -0.000914 | -0.000877 | -0.000906 | -0.000813 | -0.000692 | -0.00054 | -0.000342 | -0.000175 | 0 | 0.000156 | 0.000384 | 0.000555 | 0.000621 | 0.000801 | 0.001005 | 0.001082 | 0.001128 | 0.001097 | 0.001066 | 0.000851 | 0.000688
-0.003535 | -0.003304 | -0.003188 | -0.003041 | -0.002684 | -0.002434 | -0.002183 | -0.001932 | -0.00177 | -0.001625 | -0.001504 | -0.001323 | -0.001134 | -0.001035 | -0.000952 | -0.000975 | -0.000895 | -0.000876 | -0.000866 | -0.000834 | -0.000673 | -0.000549 | -0.000338 | -0.000114 | 0 | 0.00014 | 0.000376 | 0.000541 | 0.000624 | 0.000771 | 0.000956 | 0.001079 | 0.001081 | 0.001052 | 0.000976 | 0.000854 | 0.000686
-0.003311 | -0.003153 | -0.00305 | -0.00294 | -0.002568 | -0.002327 | -0.002095 | -0.001858 | -0.00171 | -0.001622 | -0.001428 | -0.001285 | -0.001149 | -0.001038 | -0.000972 | -0.000949 | -0.00088 | -0.000852 | -0.000855 | -0.00081 | -0.00065 | -0.000541 | -0.000315 | -0.000136 | 0 | 0.000168 | 0.000398 | 0.000546 | 0.000622 | 0.000799 | 0.000997 | 0.001052 | 0.001062 | 0.001046 | 0.000983 | 0.000796 | 0.000674
-0.003127 | -0.003005 | -0.002934 | -0.002829 | -0.002481 | -0.002265 | -0.002042 | -0.001856 | -0.001648 | -0.001527 | -0.001381 | -0.001292 | -0.001106 | -0.001005 | -0.00097 | -0.000914 | -0.000879 | -0.000856 | -0.000846 | -0.000792 | -0.00065 | -0.000513 | -0.000273 | -0.000122 | 0 | 0.000213 | 0.000368 | 0.000551 | 0.000599 | 0.000768 | 0.00092 | 0.001006 | 0.001033 | 0.001 | 0.000968 | 0.000804 | 0.000637
-0.002975 | -0.002813 | -0.002742 | -0.002639 | -0.002304 | -0.002137 | -0.001935 | -0.001725 | -0.001584 | -0.001444 | -0.001356 | -0.001208 | -0.001072 | -0.000966 | -0.000894 | -0.000901 | -0.000857 | -0.000849 | -0.000821 | -0.000781 | -0.000689 | -0.000532 | -0.000301 | -0.000124 | 0 | 0.000149 | 0.000334 | 0.000498 | 0.000542 | 0.000711 | 0.000875 | 0.000929 | 0.000983 | 0.000936 | 0.000878 | 0.000724 | 0.000548
-0.002968 | -0.002838 | -0.002758 | -0.002657 | -0.002324 | -0.002111 | -0.00188 | -0.001715 | -0.001578 | -0.001464 | -0.001299 | -0.001181 | -0.001021 | -0.000944 | -0.000882 | -0.000859 | -0.000838 | -0.000807 | -0.000806 | -0.000748 | -0.000619 | -0.000483 | -0.000271 | -0.000102 | 0 | 0.000166 | 0.00037 | 0.000509 | 0.00054 | 0.000674 | 0.000876 | 0.000935 | 0.000959 | 0.00092 | 0.000852 | 0.00068 | 0.000501
-0.002964 | -0.002807 | -0.002715 | -0.002604 | -0.002259 | -0.002073 | -0.001867 | -0.001689 | -0.001516 | -0.001406 | -0.001298 | -0.001186 | -0.001026 | -0.000941 | -0.000892 | -0.000908 | -0.000842 | -0.000824 | -0.000829 | -0.000751 | -0.000602 | -0.000497 | -0.000295 | -0.000124 | 0 | 0.000171 | 0.000316 | 0.00051 | 0.000517 | 0.000671 | 0.000822 | 0.000876 | 0.0009 | 0.000865 | 0.0008 | 0.000638 | 0.000467
-0.003043 | -0.002848 | -0.002764 | -0.002637 | -0.002277 | -0.002069 | -0.001875 | -0.001682 | -0.001523 | -0.00142 | -0.001274 | -0.001182 | -0.001009 | -0.000943 | -0.000888 | -0.00088 | -0.000857 | -0.000822 | -0.000827 | -0.000771 | -0.000621 | -0.000485 | -0.000281 | -0.000137 | 0 | 0.000117 | 0.00028 | 0.000443 | 0.000455 | 0.000616 | 0.000762 | 0.00084 | 0.000831 | 0.000783 | 0.000692 | 0.000552 | 0.000371
-0.00305 | -0.002842 | -0.002727 | -0.002569 | -0.002206 | -0.002005 | -0.001783 | -0.001595 | -0.001478 | -0.001384 | -0.001209 | -0.001129 | -0.000954 | -0.000895 | -0.000834 | -0.000837 | -0.000808 | -0.000783 | -0.000809 | -0.000706 | -0.00061 | -0.000492 | -0.000284 | -0.000136 | 0 | 0.000121 | 0.000296 | 0.000429 | 0.000474 | 0.000567 | 0.000755 | 0.000799 | 0.000768 | 0.000767 | 0.000697 | 0.000505 | 0.000329
-0.003886 | -0.003601 | -0.003356 | -0.003168 | -0.0027 | -0.002417 | -0.002216 | -0.001987 | -0.001829 | -0.001688 | -0.001528 | -0.001359 | -0.001202 | -0.001092 | -0.001037 | -0.001007 | -0.000964 | -0.000879 | -0.000907 | -0.000815 | -0.000666 | -0.000537 | -0.000299 | -0.000124 | 0 | 0.000123 | 0.000295 | 0.000401 | 0.000454 | 0.000591 | 0.000708 | 0.000757 | 0.000789 | 0.000767 | 0.000678 | 0.000481 | 0.000303
-0.003828 | -0.003471 | -0.003252 | -0.003053 | -0.002567 | -0.002307 | -0.002088 | -0.001878 | -0.001711 | -0.001566 | -0.001413 | -0.001282 | -0.001129 | -0.001042 | -0.000963 | -0.000943 | -0.00087 | -0.000834 | -0.000834 | -0.000773 | -0.000658 | -0.000502 | -0.000288 | -0.000129 | 0 | 0.00012 | 0.00029 | 0.000413 | 0.000462 | 0.000584 | 0.00072 | 0.000771 | 0.000737 | 0.000741 | 0.000654 | 0.000459 | 0.000308
-0.003795 | -0.003447 | -0.003218 | -0.003 | -0.002535 | -0.002247 | -0.002024 | -0.001838 | -0.00165 | -0.001519 | -0.001379 | -0.001247 | -0.001102 | -0.00097 | -0.000933 | -0.00091 | -0.000843 | -0.000807 | -0.000826 | -0.000747 | -0.000617 | -0.000473 | -0.000245 | -0.000111 | 0 | 0.00017 | 0.00032 | 0.000434 | 0.000462 | 0.000608 | 0.000739 | 0.00081 | 0.000794 | 0.000712 | 0.000664 | 0.000484 | 0.0003
-0.003877 | -0.003504 | -0.003216 | -0.003005 | -0.00253 | -0.00224 | -0.002013 | -0.001808 | -0.001622 | -0.001515 | -0.001361 | -0.001247 | -0.001086 | -0.000996 | -0.000901 | -0.00087 | -0.000837 | -0.000814 | -0.000806 | -0.000765 | -0.000603 | -0.000472 | -0.000256 | -9.4e-05 | 0 | 0.000135 | 0.000282 | 0.000443 | 0.000474 | 0.000584 | 0.000696 | 0.000759 | 0.000756 | 0.00072 | 0.000601 | 0.000467 | 0.000293
-0.003911 | -0.00353 | -0.003298 | -0.003092 | -0.002605 | -0.002298 | -0.002072 | -0.001863 | -0.001671 | -0.001554 | -0.001409 | -0.001258 | -0.001109 | -0.00102 | -0.00093 | -0.000917 | -0.000845 | -0.000822 | -0.000818 | -0.000767 | -0.000643 | -0.000461 | -0.000266 | -0.00013 | 0 | 0.000144 | 0.000279 | 0.000402 | 0.000454 | 0.000591 | 0.000697 | 0.000732 | 0.000749 | 0.000696 | 0.000632 | 0.00042 | 0.000259
-0.00387 | -0.003481 | -0.003202 | -0.002986 | -0.002516 | -0.00223 | -0.002018 | -0.001818 | -0.001608 | -0.00153 | -0.001357 | -0.001221 | -0.00107 | -0.00098 | -0.000887 | -0.000881 | -0.000834 | -0.000784 | -0.000801 | -0.000739 | -0.000609 | -0.000463 | -0.000248 | -9.4e-05 | 0 | 0.000163 | 0.000332 | 0.000453 | 0.000491 | 0.000584 | 0.000725 | 0.000785 | 0.000771 | 0.000732 | 0.000647 | 0.000442 | 0.00026
-0.003763 | -0.003456 | -0.00324 | -0.003026 | -0.002572 | -0.002281 | -0.002058 | -0.001845 | -0.001675 | -0.001558 | -0.001398 | -0.001276 | -0.0011 | -0.001013 | -0.000939 | -0.000908 | -0.000871 | -0.000832 | -0.000818 | -0.000764 | -0.000617 | -0.00048 | -0.000293 | -0.000104 | 0 | 0.00013 | 0.000311 | 0.00041 | 0.000467 | 0.00057 | 0.000692 | 0.000759 | 0.000748 | 0.000697 | 0.000616 | 0.000435 | 0.000251
-0.003545 | -0.003143 | -0.002906 | -0.00276 | -0.002362 | -0.002147 | -0.001944 | -0.001739 | -0.001584 | -0.001477 | -0.001323 | -0.00123 | -0.001077 | -0.000978 | -0.000903 | -0.00088 | -0.000846 | -0.000768 | -0.000803 | -0.000737 | -0.000597 | -0.000448 | -0.000272 | -0.000123 | 0 | 0.000131 | 0.000303 | 0.000421 | 0.000504 | 0.000595 | 0.000738 | 0.000792 | 0.000754 | 0.00074 | 0.000656 | 0.000463 | 0.000281
-0.003681 | -0.003291 | -0.003037 | -0.002861 | -0.002421 | -0.002148 | -0.00195 | -0.00173 | -0.001582 | -0.001461 | -0.001323 | -0.001255 | -0.001062 | -0.000951 | -0.000886 | -0.000886 | -0.000821 | -0.000784 | -0.00082 | -0.000716 | -0.000598 | -0.00047 | -0.000278 | -0.000128 | 0 | 0.000114 | 0.000297 | 0.000396 | 0.000448 | 0.000554 | 0.000705 | 0.000762 | 0.000762 | 0.000717 | 0.000661 | 0.000474 | 0.000277
-0.003844 | -0.003403 | -0.003131 | -0.002961 | -0.002501 | -0.00225 | -0.002038 | -0.001825 | -0.001653 | -0.001517 | -0.001402 | -0.001262 | -0.001107 | -0.001016 | -0.000934 | -0.000899 | -0.000855 | -0.000834 | -0.000828 | -0.000754 | -0.000588 | -0.000455 | -0.000276 | -0.000126 | 0 | 0.000143 | 0.000281 | 0.000423 | 0.000463 | 0.000579 | 0.000722 | 0.000779 | 0.000767 | 0.000753 | 0.000641 | 0.000513 | 0.000313
-0.003803 | -0.003435 | -0.003155 | -0.002981 | -0.002532 | -0.002257 | -0.002071 | -0.001843 | -0.001672 | -0.001588 | -0.001415 | -0.001301 | -0.001145 | -0.001029 | -0.000939 | -0.000928 | -0.000866 | -0.0008 | -0.000793 | -0.000728 | -0.000596 | -0.00045 | -0.000281 | -0.000128 | 0 | 0.000129 | 0.000294 | 0.000445 | 0.000464 | 0.000589 | 0.00074 | 0.000803 | 0.000788 | 0.000759 | 0.000655 | 0.000477 | 0.000329
-0.0039 | -0.003501 | -0.003211 | -0.003028 | -0.00261 | -0.002339 | -0.002123 | -0.001918 | -0.001731 | -0.001596 | -0.001463 | -0.001328 | -0.001167 | -0.00105 | -0.000975 | -0.000929 | -0.000871 | -0.000829 | -0.00083 | -0.000735 | -0.000608 | -0.000448 | -0.000282 | -0.000129 | 0 | 0.000124 | 0.000288 | 0.000432 | 0.000474 | 0.00057 | 0.000725 | 0.000803 | 0.000779 | 0.000764 | 0.000675 | 0.000468 | 0.000303
-0.003935 | -0.003505 | -0.00321 | -0.003038 | -0.00256 | -0.002317 | -0.002143 | -0.001923 | -0.001736 | -0.001623 | -0.001497 | -0.001374 | -0.001202 | -0.001117 | -0.00103 | -0.000983 | -0.000918 | -0.000861 | -0.00083 | -0.000761 | -0.00063 | -0.000478 | -0.000309 | -0.000121 | 0 | 0.000119 | 0.000277 | 0.000406 | 0.000444 | 0.000583 | 0.000739 | 0.000775 | 0.000788 | 0.000778 | 0.000677 | 0.000488 | 0.000314
-0.004066 | -0.003633 | -0.003326 | -0.003139 | -0.002682 | -0.002401 | -0.002191 | -0.001977 | -0.00182 | -0.001707 | -0.001542 | -0.001403 | -0.001249 | -0.001126 | -0.001068 | -0.001011 | -0.000938 | -0.000896 | -0.000849 | -0.000765 | -0.000639 | -0.000488 | -0.000293 | -0.00015 | 0 | 0.00013 | 0.000296 | 0.000432 | 0.000471 | 0.000598 | 0.00075 | 0.000796 | 0.000796 | 0.000763 | 0.000656 | 0.000484 | 0.000326
-0.003977 | -0.003548 | -0.003285 | -0.003085 | -0.002642 | -0.002373 | -0.002158 | -0.00192 | -0.001763 | -0.001654 | -0.001532 | -0.001397 | -0.001242 | -0.001117 | -0.00103 | -0.000983 | -0.000913 | -0.000864 | -0.000838 | -0.000746 | -0.000585 | -0.00048 | -0.000279 | -0.000107 | 0 | 0.000106 | 0.000307 | 0.00044 | 0.000496 | 0.000609 | 0.000752 | 0.00082 | 0.000806 | 0.000793 | 0.000692 | 0.000517 | 0.000341
-0.003969 | -0.003548 | -0.003296 | -0.00309 | -0.002622 | -0.002344 | -0.002162 | -0.00195 | -0.001793 | -0.001657 | -0.001492 | -0.001398 | -0.001194 | -0.001115 | -0.001035 | -0.000971 | -0.000902 | -0.000856 | -0.000821 | -0.000738 | -0.000576 | -0.000452 | -0.000285 | -0.000115 | 0 | 0.000112 | 0.000316 | 0.000436 | 0.00051 | 0.000617 | 0.000747 | 0.000794 | 0.000821 | 0.000789 | 0.000697 | 0.000508 | 0.00037
-0.003999 | -0.003572 | -0.003291 | -0.003078 | -0.002653 | -0.002396 | -0.002201 | -0.001966 | -0.001798 | -0.001662 | -0.001508 | -0.001383 | -0.0012 | -0.001061 | -0.000999 | -0.00098 | -0.000882 | -0.000797 | -0.000809 | -0.000691 | -0.000561 | -0.00045 | -0.000266 | -0.000113 | 0 | 0.000141 | 0.0003 | 0.000472 | 0.000505 | 0.000629 | 0.000747 | 0.000808 | 0.000827 | 0.000807 | 0.000726 | 0.00052 | 0.000345
-0.004051 | -0.003628 | -0.003357 | -0.00318 | -0.002734 | -0.002458 | -0.002252 | -0.001993 | -0.001822 | -0.001646 | -0.001536 | -0.001371 | -0.001191 | -0.001078 | -0.00099 | -0.000955 | -0.000869 | -0.000808 | -0.000791 | -0.000698 | -0.00056 | -0.000427 | -0.000267 | -0.000106 | 0 | 0.000148 | 0.000321 | 0.000436 | 0.000523 | 0.00063 | 0.000762 | 0.00082 | 0.000829 | 0.00079 | 0.000725 | 0.000561 | 0.000384
-0.004211 | -0.003771 | -0.003474 | -0.003271 | -0.002802 | -0.002516 | -0.00229 | -0.002042 | -0.00187 | -0.001666 | -0.001541 | -0.0014 | -0.001211 | -0.001095 | -0.001012 | -0.000935 | -0.000868 | -0.000783 | -0.000782 | -0.000694 | -0.000533 | -0.000414 | -0.000244 | -0.00011 | 0 | 0.000171 | 0.000319 | 0.00048 | 0.000537 | 0.000649 | 0.000806 | 0.000846 | 0.000839 | 0.000839 | 0.000747 | 0.000539 | 0.000394
-0.00433 | -0.00385 | -0.003521 | -0.003308 | -0.002837 | -0.002526 | -0.002292 | -0.002025 | -0.001849 | -0.001678 | -0.001529 | -0.001387 | -0.00119 | -0.001051 | -0.000987 | -0.00094 | -0.000823 | -0.000785 | -0.000766 | -0.000656 | -0.000534 | -0.000392 | -0.000227 | -8.7e-05 | 0 | 0.000185 | 0.00035 | 0.000486 | 0.000534 | 0.00066 | 0.000824 | 0.000862 | 0.000876 | 0.000849 | 0.000778 | 0.000559 | 0.000405
-0.004318 | -0.003829 | -0.003531 | -0.00329 | -0.002814 | -0.002523 | -0.002303 | -0.002048 | -0.001836 | -0.0017 | -0.001539 | -0.001388 | -0.00122 | -0.001112 | -0.000995 | -0.000961 | -0.000864 | -0.000801 | -0.000783 | -0.000696 | -0.000568 | -0.000439 | -0.000255 | -0.000112 | 0 | 0.000151 | 0.000333 | 0.000486 | 0.00052 | 0.000624 | 0.000791 | 0.00087 | 0.000865 | 0.000818 | 0.000747 | 0.000554 | 0.00036
-0.00443 | -0.003967 | -0.00365 | -0.003418 | -0.002964 | -0.002665 | -0.00243 | -0.002169 | -0.001983 | -0.001799 | -0.001631 | -0.001502 | -0.001289 | -0.00116 | -0.00108 | -0.00102 | -0.000918 | -0.00083 | -0.000803 | -0.00072 | -0.000577 | -0.000453 | -0.000262 | -0.000115 | 0 | 0.000136 | 0.000299 | 0.000467 | 0.000515 | 0.00064 | 0.00077 | 0.000862 | 0.000849 | 0.000801 | 0.000754 | 0.000536 | 0.000382
-0.004649 | -0.004132 | -0.003799 | -0.00355 | -0.003069 | -0.002745 | -0.00249 | -0.002199 | -0.001997 | -0.001829 | -0.001669 | -0.001521 | -0.001303 | -0.001133 | -0.001044 | -0.000997 | -0.000897 | -0.000837 | -0.000794 | -0.000714 | -0.000555 | -0.000437 | -0.000243 | -0.000121 | 0 | 0.000155 | 0.000332 | 0.000485 | 0.000556 | 0.000636 | 0.000797 | 0.000869 | 0.000879 | 0.000842 | 0.000772 | 0.000562 | 0.000377
-0.004651 | -0.004104 | -0.003761 | -0.003532 | -0.003028 | -0.002694 | -0.002453 | -0.00219 | -0.001955 | -0.001815 | -0.001627 | -0.001506 | -0.001286 | -0.001154 | -0.001043 | -0.000997 | -0.000906 | -0.000826 | -0.000803 | -0.000702 | -0.00056 | -0.000434 | -0.00025 | -0.000118 | 0 | 0.000157 | 0.000334 | 0.000489 | 0.000524 | 0.000671 | 0.000821 | 0.000853 | 0.000857 | 0.000843 | 0.000768 | 0.00057 | 0.000394
-0.004778 | -0.004237 | -0.003868 | -0.003627 | -0.003114 | -0.002778 | -0.002512 | -0.002228 | -0.002018 | -0.001837 | -0.001655 | -0.001516 | -0.001294 | -0.00118 | -0.001038 | -0.000987 | -0.000903 | -0.000818 | -0.00078 | -0.000675 | -0.000547 | -0.000426 | -0.000234 | -0.000115 | 0 | 0.000152 | 0.000324 | 0.000511 | 0.000548 | 0.000667 | 0.000825 | 0.000897 | 0.0009 | 0.000829 | 0.000779 | 0.000557 | 0.000391
-0.004807 | -0.004234 | -0.003873 | -0.003618 | -0.003115 | -0.002772 | -0.002511 | -0.00219 | -0.001984 | -0.001814 | -0.001654 | -0.001504 | -0.001297 | -0.001153 | -0.001074 | -0.001002 | -0.000886 | -0.000803 | -0.000773 | -0.000703 | -0.000531 | -0.000432 | -0.000232 | -0.000116 | 0 | 0.00015 | 0.000329 | 0.000501 | 0.000521 | 0.000648 | 0.000797 | 0.000831 | 0.00085 | 0.000808 | 0.000741 | 0.000523 | 0.000323
-0.00487 | -0.004285 | -0.003886 | -0.003635 | -0.003142 | -0.002782 | -0.002505 | -0.00221 | -0.001995 | -0.001847 | -0.001643 | -0.001493 | -0.001266 | -0.001141 | -0.001057 | -0.000988 | -0.000875 | -0.000801 | -0.000784 | -0.000692 | -0.000533 | -0.000422 | -0.000236 | -9.5e-05 | 0 | 0.000131 | 0.000312 | 0.000474 | 0.000519 | 0.000662 | 0.000768 | 0.000834 | 0.000815 | 0.000793 | 0.000731 | 0.000507 | 0.000315
-0.004871 | -0.004287 | -0.003892 | -0.003648 | -0.003133 | -0.002785 | -0.002512 | -0.002207 | -0.002012 | -0.001817 | -0.001624 | -0.001469 | -0.001277 | -0.001131 | -0.001053 | -0.000977 | -0.000885 | -0.00081 | -0.000786 | -0.000669 | -0.000541 | -0.00041 | -0.000238 | -8.6e-05 | 0 | 0.000162 | 0.000321 | 0.000476 | 0.000516 | 0.000654 | 0.000783 | 0.000826 | 0.000803 | 0.000761 | 0.000679 | 0.000486 | 0.000247
-0.005027 | -0.004404 | -0.00399 | -0.003737 | -0.003207 | -0.002824 | -0.00255 | -0.002232 | -0.002032 | -0.001847 | -0.001683 | -0.001516 | -0.001275 | -0.001131 | -0.00106 | -0.000985 | -0.000905 | -0.000798 | -0.00078 | -0.000674 | -0.000538 | -0.000398 | -0.000211 | -9.5e-05 | 0 | 0.000177 | 0.000331 | 0.000514 | 0.000524 | 0.000646 | 0.000785 | 0.000834 | 0.000788 | 0.000739 | 0.000664 | 0.000429 | 0.000283
-0.00503 | -0.004412 | -0.003985 | -0.003717 | -0.003213 | -0.002844 | -0.002572 | -0.002237 | -0.00203 | -0.001855 | -0.001649 | -0.001478 | -0.001282 | -0.001134 | -0.001027 | -0.000965 | -0.000869 | -0.000796 | -0.000772 | -0.000662 | -0.000531 | -0.000412 | -0.000224 | -9.3e-05 | 0 | 0.000178 | 0.000343 | 0.000477 | 0.000509 | 0.000626 | 0.000768 | 0.000764 | 0.000782 | 0.000724 | 0.000665 | 0.000397 | 0.000184
-0.005184 | -0.004537 | -0.004099 | -0.003817 | -0.003321 | -0.002902 | -0.002632 | -0.002291 | -0.002098 | -0.001892 | -0.001711 | -0.001531 | -0.00134 | -0.001151 | -0.001102 | -0.001005 | -0.000896 | -0.00083 | -0.000783 | -0.000687 | -0.000541 | -0.000397 | -0.000218 | -0.000116 | 0 | 0.000159 | 0.000331 | 0.000485 | 0.00052 | 0.000594 | 0.000758 | 0.000786 | 0.000712 | 0.000687 | 0.000605 | 0.000332 | 0.000168
-0.005235 | -0.004558 | -0.004114 | -0.003838 | -0.003327 | -0.002932 | -0.002675 | -0.002315 | -0.002105 | -0.001903 | -0.001739 | -0.001552 | -0.001326 | -0.001172 | -0.001109 | -0.001026 | -0.000908 | -0.000825 | -0.000778 | -0.000719 | -0.000578 | -0.000397 | -0.000244 | -0.000127 | 0 | 0.000138 | 0.000284 | 0.00048 | 0.000469 | 0.000586 | 0.000691 | 0.000751 | 0.000734 | 0.000664 | 0.000582 | 0.000296 | 0.000133
-0.005161 | -0.004513 | -0.004082 | -0.003791 | -0.003326 | -0.00293 | -0.00262 | -0.002304 | -0.002099 | -0.001932 | -0.001727 | -0.00154 | -0.001312 | -0.001171 | -0.001093 | -0.00101 | -0.000915 | -0.000842 | -0.000819 | -0.000708 | -0.000551 | -0.000401 | -0.000224 | -9.6e-05 | 0 | 0.000159 | 0.000352 | 0.000483 | 0.000536 | 0.000582 | 0.000744 | 0.000785 | 0.000731 | 0.000676 | 0.000561 | 0.000323 | 0.000117
-0.005215 | -0.004553 | -0.004111 | -0.003851 | -0.003354 | -0.00296 | -0.002674 | -0.002341 | -0.002105 | -0.001949 | -0.001764 | -0.00158 | -0.001363 | -0.00122 | -0.001091 | -0.00106 | -0.00095 | -0.000839 | -0.000831 | -0.000732 | -0.000589 | -0.000444 | -0.000221 | -0.000109 | 0 | 0.00012 | 0.00033 | 0.000462 | 0.000512 | 0.000593 | 0.000738 | 0.000765 | 0.000729 | 0.000663 | 0.000576 | 0.000322 | 0.000106
-0.005474 | -0.004794 | -0.004329 | -0.004079 | -0.003581 | -0.003144 | -0.002876 | -0.002502 | -0.002265 | -0.002107 | -0.001922 | -0.001698 | -0.001506 | -0.001332 | -0.001246 | -0.001182 | -0.00104 | -0.000936 | -0.000923 | -0.000818 | -0.000645 | -0.000496 | -0.000292 | -0.000164 | 0 | 0.000113 | 0.000301 | 0.000453 | 0.000495 | 0.000581 | 0.000707 | 0.000731 | 0.000723 | 0.000644 | 0.000562 | 0.000324 | 0.000106
-0.005354 | -0.004717 | -0.004278 | -0.00402 | -0.003551 | -0.003128 | -0.002855 | -0.002509 | -0.002298 | -0.002088 | -0.001933 | -0.001704 | -0.001517 | -0.001368 | -0.001259 | -0.001201 | -0.001085 | -0.000954 | -0.00093 | -0.000841 | -0.000673 | -0.000519 | -0.000271 | -0.00016 | 0 | 0.000125 | 0.000329 | 0.000507 | 0.000509 | 0.0006 | 0.000745 | 0.000736 | 0.000756 | 0.000693 | 0.000582 | 0.000348 | 0.000166
-0.005486 | -0.004809 | -0.004349 | -0.004098 | -0.003591 | -0.003193 | -0.002937 | -0.00257 | -0.002346 | -0.002156 | -0.001987 | -0.001753 | -0.001528 | -0.001409 | -0.001268 | -0.001212 | -0.001068 | -0.001003 | -0.000989 | -0.000875 | -0.000706 | -0.000548 | -0.000289 | -0.000165 | 0 | 0.000141 | 0.000329 | 0.000507 | 0.000542 | 0.000663 | 0.000762 | 0.00079 | 0.000791 | 0.000769 | 0.000645 | 0.000402 | 0.000227
-0.005525 | -0.004838 | -0.004374 | -0.004126 | -0.003632 | -0.003248 | -0.00297 | -0.00259 | -0.0024 | -0.002194 | -0.001993 | -0.001852 | -0.001567 | -0.001406 | -0.001337 | -0.001294 | -0.001113 | -0.001034 | -0.001 | -0.000896 | -0.000687 | -0.000571 | -0.000297 | -0.00013 | 0 | 0.000189 | 0.000383 | 0.000591 | 0.000552 | 0.000673 | 0.000823 | 0.000881 | 0.000824 | 0.000774 | 0.000674 | 0.000497 | 0.000264
-0.005817 | -0.005078 | -0.004599 | -0.004315 | -0.00381 | -0.00342 | -0.003138 | -0.002692 | -0.002489 | -0.002316 | -0.002097 | -0.001871 | -0.001638 | -0.001492 | -0.001396 | -0.001337 | -0.001196 | -0.001101 | -0.001067 | -0.000919 | -0.000733 | -0.000582 | -0.0003 | -0.00014 | 0 | 0.000203 | 0.000382 | 0.00055 | 0.000589 | 0.000669 | 0.000849 | 0.000878 | 0.000838 | 0.000823 | 0.000777 | 0.00053 | 0.000321
-0.005797 | -0.005076 | -0.004557 | -0.004294 | -0.003838 | -0.00342 | -0.003138 | -0.002744 | -0.002508 | -0.002299 | -0.002104 | -0.00192 | -0.001655 | -0.0015 | -0.001451 | -0.001361 | -0.001214 | -0.001139 | -0.001063 | -0.000985 | -0.00078 | -0.000586 | -0.000315 | -0.000166 | 0 | 0.000162 | 0.000385 | 0.000554 | 0.000563 | 0.000696 | 0.000867 | 0.000869 | 0.000883 | 0.00085 | 0.000769 | 0.00058 | 0.000382
-0.005934 | -0.005215 | -0.004685 | -0.004383 | -0.003916 | -0.003515 | -0.003213 | -0.002797 | -0.002567 | -0.002399 | -0.00217 | -0.001983 | -0.00178 | -0.001574 | -0.001451 | -0.001402 | -0.001259 | -0.001152 | -0.001137 | -0.00101 | -0.00081 | -0.000627 | -0.000362 | -0.000217 | 0 | 0.000137 | 0.000402 | 0.000565 | 0.000592 | 0.000756 | 0.000898 | 0.000885 | 0.000886 | 0.000884 | 0.000803 | 0.000615 | 0.000443
-0.006088 | -0.005332 | -0.004823 | -0.004518 | -0.004021 | -0.003621 | -0.003313 | -0.002916 | -0.002682 | -0.00253 | -0.00231 | -0.002074 | -0.001794 | -0.0017 | -0.001582 | -0.001472 | -0.001325 | -0.001239 | -0.001111 | -0.001078 | -0.000817 | -0.000647 | -0.000359 | -0.000172 | 0 | 0.00015 | 0.000414 | 0.000608 | 0.000602 | 0.000771 | 0.000925 | 0.000966 | 0.000946 | 0.000879 | 0.000871 | 0.000696 | 0.000449
-0.006439 | -0.005633 | -0.005051 | -0.004747 | -0.00426 | -0.003783 | -0.00344 | -0.003046 | -0.002795 | -0.00259 | -0.002364 | -0.002157 | -0.001864 | -0.001734 | -0.001629 | -0.001516 | -0.001346 | -0.001282 | -0.001201 | -0.001039 | -0.000821 | -0.000638 | -0.000367 | -0.000173 | 0 | 0.000178 | 0.00046 | 0.000676 | 0.000672 | 0.000836 | 0.000952 | 0.001024 | 0.001041 | 0.001032 | 0.001038 | 0.000798 | 0.000588
-0.006644 | -0.005811 | -0.00522 | -0.004901 | -0.004437 | -0.003984 | -0.003646 | -0.003214 | -0.002948 | -0.002764 | -0.002558 | -0.002356 | -0.002045 | -0.001919 | -0.001782 | -0.001674 | -0.001511 | -0.001361 | -0.001358 | -0.001148 | -0.000962 | -0.000746 | -0.000442 | -0.000252 | 0 | 0.000136 | 0.000396 | 0.000595 | 0.000637 | 0.000793 | 0.001009 | 0.000991 | 0.000982 | 0.000995 | 0.001017 | 0.000805 | 0.00068
-0.006611 | -0.005809 | -0.00522 | -0.004906 | -0.004436 | -0.003999 | -0.003671 | -0.003203 | -0.002945 | -0.002726 | -0.00254 | -0.002249 | -0.001975 | -0.001793 | -0.001697 | -0.001625 | -0.001453 | -0.001299 | -0.001221 | -0.001062 | -0.000876 | -0.000672 | -0.000331 | -0.00019 | 0 | 0.000206 | 0.000552 | 0.000726 | 0.000711 | 0.000897 | 0.001045 | 0.001131 | 0.001155 | 0.001106 | 0.001091 | 0.000855 | 0.00078

## ACS245_CC_tcarray
0.078851 | 0.073069 | 0.065732 | 0.063222 | 0.057712 | 0.052973 | 0.048443 | 0.044017 | 0.040659 | 0.037228 | 0.034805 | 0.032555 | 0.028985 | 0.028495 | 0.025904 | 0.021343 | 0.017208 | 0.015471 | 0.013054 | 0.011423 | 0.008414 | 0.005284 | 0.003764 | 0.002451 | 0 | -0.001332 | -0.002556 | -0.003624 | -0.004498 | -0.006981 | -0.007769 | -0.008024 | -0.009828 | -0.010093 | -0.011413 | -0.012457 | -0.012903
0.068465 | 0.062535 | 0.056717 | 0.053505 | 0.048785 | 0.045095 | 0.041103 | 0.036996 | 0.033962 | 0.031673 | 0.02927 | 0.027012 | 0.025847 | 0.024538 | 0.021703 | 0.018725 | 0.014992 | 0.012998 | 0.011486 | 0.009692 | 0.007447 | 0.004679 | 0.003498 | 0.002537 | 0 | -0.00088 | -0.002602 | -0.003623 | -0.004026 | -0.005258 | -0.006835 | -0.007687 | -0.008061 | -0.008108 | -0.009282 | -0.010487 | -0.010775
0.059695 | 0.054645 | 0.049525 | 0.047027 | 0.042158 | 0.038864 | 0.035519 | 0.031886 | 0.0295 | 0.027458 | 0.024856 | 0.022996 | 0.021695 | 0.021614 | 0.018892 | 0.014812 | 0.012527 | 0.011624 | 0.009259 | 0.007752 | 0.005699 | 0.003702 | 0.002254 | 0.001931 | 0 | -0.000912 | -0.001041 | -0.001758 | -0.002311 | -0.004051 | -0.004851 | -0.005532 | -0.005805 | -0.005537 | -0.006849 | -0.006859 | -0.007261
0.052966 | 0.048754 | 0.043754 | 0.041006 | 0.037514 | 0.033928 | 0.030731 | 0.027743 | 0.025904 | 0.023796 | 0.021811 | 0.020516 | 0.019397 | 0.018222 | 0.016217 | 0.013471 | 0.010586 | 0.009751 | 0.008146 | 0.007255 | 0.005028 | 0.003191 | 0.00199 | 0.001362 | 0 | -0.000888 | -0.001692 | -0.002284 | -0.002465 | -0.003834 | -0.004882 | -0.004927 | -0.005884 | -0.005862 | -0.006104 | -0.007046 | -0.006889
0.047918 | 0.043558 | 0.039245 | 0.036687 | 0.033175 | 0.030389 | 0.027698 | 0.024696 | 0.02305 | 0.020935 | 0.019211 | 0.017821 | 0.016908 | 0.016822 | 0.015009 | 0.012023 | 0.009788 | 0.00893 | 0.007557 | 0.006442 | 0.004755 | 0.003064 | 0.001982 | 0.001055 | 0 | -0.000657 | -0.001262 | -0.001896 | -0.001932 | -0.003142 | -0.003873 | -0.004611 | -0.004461 | -0.004846 | -0.005209 | -0.00534 | -0.005754
0.042181 | 0.038393 | 0.03412 | 0.032374 | 0.029093 | 0.026258 | 0.0236 | 0.021334 | 0.019482 | 0.017906 | 0.016454 | 0.015651 | 0.014353 | 0.01397 | 0.012658 | 0.010447 | 0.008306 | 0.007625 | 0.006363 | 0.005615 | 0.003879 | 0.002661 | 0.001234 | 0.000914 | 0 | -0.001204 | -0.001535 | -0.001509 | -0.001903 | -0.002836 | -0.003203 | -0.003492 | -0.003852 | -0.003589 | -0.00461 | -0.004832 | -0.004865
0.040021 | 0.036372 | 0.032354 | 0.030108 | 0.027251 | 0.024542 | 0.022398 | 0.02012 | 0.018396 | 0.017113 | 0.015622 | 0.014814 | 0.014088 | 0.013441 | 0.012336 | 0.010246 | 0.007895 | 0.007524 | 0.006516 | 0.005711 | 0.004282 | 0.002238 | 0.001481 | 0.001019 | 0 | -0.000372 | -0.000435 | -0.0014 | -0.001346 | -0.002096 | -0.002621 | -0.002516 | -0.002798 | -0.002832 | -0.002939 | -0.003351 | -0.003129
0.036987 | 0.033296 | 0.029667 | 0.027678 | 0.024639 | 0.022434 | 0.020044 | 0.017666 | 0.016599 | 0.015448 | 0.014053 | 0.01288 | 0.012618 | 0.012154 | 0.011452 | 0.009348 | 0.007591 | 0.006937 | 0.006154 | 0.005201 | 0.003759 | 0.002416 | 0.001514 | 0.000602 | 0 | -0.000567 | -0.001077 | -0.001405 | -0.001499 | -0.00191 | -0.002537 | -0.003148 | -0.002888 | -0.003065 | -0.003389 | -0.00345 | -0.003205
0.033367 | 0.03033 | 0.026871 | 0.024799 | 0.022177 | 0.019746 | 0.017796 | 0.015922 | 0.014694 | 0.01336 | 0.012328 | 0.011594 | 0.010921 | 0.010863 | 0.010009 | 0.008292 | 0.006549 | 0.006467 | 0.005411 | 0.004852 | 0.003699 | 0.00235 | 0.001439 | 0.000784 | 0 | -0.00042 | -0.000563 | -0.00088 | -0.001127 | -0.001898 | -0.002357 | -0.002241 | -0.002334 | -0.002115 | -0.002976 | -0.00259 | -0.002907
0.031715 | 0.028381 | 0.025005 | 0.023001 | 0.020642 | 0.018428 | 0.016473 | 0.014859 | 0.013517 | 0.012415 | 0.011544 | 0.010807 | 0.010408 | 0.010247 | 0.009162 | 0.007754 | 0.006202 | 0.005569 | 0.005141 | 0.004561 | 0.003216 | 0.002023 | 0.001077 | 0.000623 | 0 | -0.000485 | -0.000705 | -0.001053 | -0.001052 | -0.001461 | -0.002063 | -0.002256 | -0.002262 | -0.002331 | -0.002262 | -0.002323 | -0.002032
0.029672 | 0.026535 | 0.023479 | 0.021562 | 0.019046 | 0.016919 | 0.015134 | 0.013301 | 0.01222 | 0.011356 | 0.010145 | 0.009416 | 0.009337 | 0.009309 | 0.008547 | 0.007084 | 0.0056 | 0.00529 | 0.004657 | 0.004114 | 0.002978 | 0.00206 | 0.001205 | 0.000611 | 0 | -0.000365 | -0.000839 | -0.000867 | -0.00108 | -0.001673 | -0.00183 | -0.002317 | -0.002074 | -0.002121 | -0.002325 | -0.002335 | -0.002068
0.027882 | 0.024974 | 0.021705 | 0.01988 | 0.017764 | 0.015511 | 0.013844 | 0.012275 | 0.011377 | 0.010137 | 0.009321 | 0.00873 | 0.008405 | 0.00809 | 0.00755 | 0.006329 | 0.004908 | 0.004854 | 0.004194 | 0.003762 | 0.00276 | 0.001781 | 0.000949 | 0.000466 | 0 | -0.000456 | -0.000554 | -0.000982 | -0.000918 | -0.001482 | -0.002008 | -0.001862 | -0.00197 | -0.001897 | -0.002079 | -0.001937 | -0.002009
0.026179 | 0.02318 | 0.020279 | 0.018464 | 0.016152 | 0.014127 | 0.012573 | 0.010979 | 0.009895 | 0.009085 | 0.00843 | 0.007783 | 0.007446 | 0.007393 | 0.006844 | 0.005827 | 0.00461 | 0.004031 | 0.003452 | 0.003152 | 0.002325 | 0.001421 | 0.000928 | 0.000444 | 0 | -0.000431 | -0.000544 | -0.000885 | -0.001065 | -0.001414 | -0.001902 | -0.002225 | -0.002179 | -0.002298 | -0.002016 | -0.002045 | -0.001614
0.024261 | 0.021612 | 0.018754 | 0.016946 | 0.014945 | 0.012956 | 0.011237 | 0.00988 | 0.008941 | 0.008032 | 0.007099 | 0.006615 | 0.00651 | 0.006235 | 0.005931 | 0.004728 | 0.003575 | 0.003597 | 0.003309 | 0.002763 | 0.001951 | 0.00128 | 0.000735 | 0.00025 | 0 | -0.000448 | -0.000567 | -0.000584 | -0.000811 | -0.001305 | -0.001568 | -0.001894 | -0.001675 | -0.001697 | -0.001912 | -0.001876 | -0.001591
0.023401 | 0.020772 | 0.017944 | 0.016195 | 0.014284 | 0.012257 | 0.010693 | 0.009348 | 0.008636 | 0.007584 | 0.006981 | 0.00642 | 0.006147 | 0.005876 | 0.005569 | 0.00478 | 0.00357 | 0.003438 | 0.00287 | 0.002716 | 0.001957 | 0.001351 | 0.000879 | 0.000677 | 0 | -0.000217 | -0.000309 | -0.000619 | -0.00085 | -0.001244 | -0.001613 | -0.001664 | -0.00164 | -0.001518 | -0.001605 | -0.001592 | -0.001324
0.022457 | 0.019585 | 0.016971 | 0.015177 | 0.013171 | 0.011299 | 0.009757 | 0.008366 | 0.007395 | 0.006731 | 0.006061 | 0.00551 | 0.005398 | 0.005362 | 0.004786 | 0.003952 | 0.002952 | 0.002676 | 0.002437 | 0.002195 | 0.001458 | 0.001018 | 0.000415 | 0.000287 | 0 | -0.000487 | -0.000594 | -0.000963 | -0.001019 | -0.00132 | -0.001939 | -0.002203 | -0.002005 | -0.002155 | -0.002009 | -0.001716 | -0.001596
0.021268 | 0.018996 | 0.01632 | 0.014544 | 0.012739 | 0.010801 | 0.009341 | 0.007908 | 0.007213 | 0.006359 | 0.005451 | 0.005022 | 0.004896 | 0.004914 | 0.00447 | 0.00359 | 0.002613 | 0.00258 | 0.002138 | 0.001887 | 0.001395 | 0.000987 | 0.000577 | 0.000167 | 0 | -0.00042 | -0.000484 | -0.000659 | -0.000929 | -0.001326 | -0.001619 | -0.001763 | -0.00185 | -0.00172 | -0.001964 | -0.001699 | -0.001441
0.02027 | 0.017778 | 0.015142 | 0.013468 | 0.011619 | 0.009855 | 0.008586 | 0.007286 | 0.006366 | 0.005633 | 0.005106 | 0.004496 | 0.004436 | 0.004295 | 0.004076 | 0.003326 | 0.002366 | 0.002207 | 0.001939 | 0.001709 | 0.001342 | 0.000866 | 0.000669 | 0.000392 | 0 | -0.000276 | -0.000333 | -0.000594 | -0.000863 | -0.0013 | -0.001678 | -0.00192 | -0.001745 | -0.001806 | -0.001762 | -0.001569 | -0.001375
0.020414 | 0.017883 | 0.015344 | 0.013655 | 0.011847 | 0.010085 | 0.008495 | 0.007251 | 0.006301 | 0.005587 | 0.004969 | 0.004556 | 0.004478 | 0.004185 | 0.003949 | 0.003418 | 0.0024 | 0.002202 | 0.00187 | 0.001658 | 0.001273 | 0.000924 | 0.000426 | 0.00028 | 0 | -0.000323 | -0.000459 | -0.000724 | -0.00097 | -0.001301 | -0.001806 | -0.002095 | -0.002061 | -0.002113 | -0.002071 | -0.001883 | -0.00157
0.019728 | 0.017552 | 0.015014 | 0.013264 | 0.011532 | 0.009676 | 0.00836 | 0.006996 | 0.006226 | 0.005528 | 0.004767 | 0.004288 | 0.004153 | 0.003992 | 0.003653 | 0.00293 | 0.00225 | 0.002119 | 0.001731 | 0.00159 | 0.001201 | 0.000966 | 0.000551 | 0.000254 | 0 | -0.000371 | -0.000472 | -0.000666 | -0.000965 | -0.00153 | -0.001798 | -0.002055 | -0.002068 | -0.002146 | -0.002216 | -0.00208 | -0.001702
0.019411 | 0.016989 | 0.014533 | 0.012837 | 0.011092 | 0.009395 | 0.007964 | 0.006881 | 0.005948 | 0.005124 | 0.004615 | 0.004114 | 0.003931 | 0.003762 | 0.00355 | 0.003062 | 0.002108 | 0.001876 | 0.001621 | 0.001468 | 0.001104 | 0.000879 | 0.000526 | 0.000375 | 0 | -0.00029 | -0.000413 | -0.000855 | -0.001201 | -0.001468 | -0.002178 | -0.002332 | -0.002448 | -0.002488 | -0.002363 | -0.002303 | -0.002149
0.019547 | 0.017375 | 0.01487 | 0.01316 | 0.011491 | 0.009672 | 0.008309 | 0.007008 | 0.006184 | 0.00552 | 0.004717 | 0.004273 | 0.004168 | 0.003933 | 0.003747 | 0.003052 | 0.002258 | 0.002074 | 0.001831 | 0.0015 | 0.001231 | 0.000928 | 0.000564 | 0.000306 | 0 | -0.000392 | -0.000615 | -0.00097 | -0.001314 | -0.001772 | -0.002271 | -0.002623 | -0.002658 | -0.002843 | -0.002787 | -0.002574 | -0.002305
0.019364 | 0.017308 | 0.014758 | 0.012964 | 0.011237 | 0.00953 | 0.008157 | 0.006868 | 0.006054 | 0.00527 | 0.004642 | 0.004091 | 0.003869 | 0.003866 | 0.00346 | 0.002902 | 0.002081 | 0.001957 | 0.001561 | 0.001513 | 0.001195 | 0.000864 | 0.000645 | 0.000263 | 0 | -0.000468 | -0.000627 | -0.001 | -0.001449 | -0.001971 | -0.002393 | -0.002669 | -0.002833 | -0.002938 | -0.003048 | -0.003045 | -0.002745
0.019705 | 0.017407 | 0.014948 | 0.013224 | 0.011433 | 0.009787 | 0.008282 | 0.00723 | 0.006206 | 0.005456 | 0.004849 | 0.004393 | 0.004229 | 0.003941 | 0.003726 | 0.003256 | 0.00242 | 0.002066 | 0.001769 | 0.001621 | 0.001287 | 0.00105 | 0.000652 | 0.000456 | 0 | -0.000408 | -0.000571 | -0.001118 | -0.001567 | -0.001943 | -0.00267 | -0.003015 | -0.003144 | -0.00335 | -0.003331 | -0.003203 | -0.003094
0.019839 | 0.017829 | 0.015301 | 0.013491 | 0.011782 | 0.010012 | 0.008606 | 0.007366 | 0.006479 | 0.005889 | 0.005014 | 0.004612 | 0.004373 | 0.004175 | 0.003877 | 0.003218 | 0.002388 | 0.002266 | 0.00192 | 0.001712 | 0.001374 | 0.001121 | 0.000758 | 0.000288 | 0 | -0.000522 | -0.000838 | -0.001246 | -0.00163 | -0.002226 | -0.002791 | -0.003306 | -0.003472 | -0.003596 | -0.003791 | -0.003732 | -0.003483
0.020112 | 0.018086 | 0.01547 | 0.013728 | 0.011972 | 0.010253 | 0.008889 | 0.007675 | 0.006808 | 0.005961 | 0.005401 | 0.004812 | 0.00454 | 0.004377 | 0.004002 | 0.003476 | 0.002685 | 0.002492 | 0.002057 | 0.001902 | 0.001541 | 0.001265 | 0.000877 | 0.000465 | 0 | -0.000392 | -0.000687 | -0.00116 | -0.001725 | -0.002233 | -0.002901 | -0.003334 | -0.003518 | -0.003766 | -0.003893 | -0.00403 | -0.003901
0.020203 | 0.018114 | 0.015632 | 0.013801 | 0.012049 | 0.0104 | 0.008971 | 0.007791 | 0.006886 | 0.006105 | 0.005435 | 0.004941 | 0.004763 | 0.004481 | 0.004209 | 0.003746 | 0.002887 | 0.002478 | 0.00225 | 0.001914 | 0.001631 | 0.001327 | 0.000866 | 0.000525 | 0 | -0.000575 | -0.000748 | -0.00136 | -0.001831 | -0.002411 | -0.003232 | -0.003652 | -0.003891 | -0.004212 | -0.004245 | -0.004322 | -0.004229
0.020812 | 0.018895 | 0.016244 | 0.014367 | 0.012654 | 0.010916 | 0.009481 | 0.008217 | 0.007373 | 0.006612 | 0.005798 | 0.005309 | 0.00506 | 0.004706 | 0.004392 | 0.003727 | 0.002936 | 0.002723 | 0.002326 | 0.002103 | 0.001769 | 0.001377 | 0.000863 | 0.000383 | 0 | -0.000586 | -0.000966 | -0.001476 | -0.00198 | -0.002647 | -0.003292 | -0.003882 | -0.004129 | -0.004437 | -0.004704 | -0.004799 | -0.004626
0.020999 | 0.01903 | 0.016479 | 0.014646 | 0.012885 | 0.011224 | 0.009839 | 0.008636 | 0.007778 | 0.00692 | 0.006292 | 0.005717 | 0.005424 | 0.005169 | 0.004691 | 0.004224 | 0.003383 | 0.003086 | 0.002626 | 0.00234 | 0.002014 | 0.001513 | 0.001045 | 0.00051 | 0 | -0.000536 | -0.000918 | -0.001478 | -0.002124 | -0.002771 | -0.003579 | -0.00408 | -0.00443 | -0.004665 | -0.004937 | -0.005014 | -0.005043
0.02138 | 0.01943 | 0.016854 | 0.014943 | 0.013224 | 0.011527 | 0.010115 | 0.008879 | 0.007911 | 0.007222 | 0.006424 | 0.005929 | 0.005615 | 0.005261 | 0.005014 | 0.004402 | 0.003546 | 0.003149 | 0.00282 | 0.002418 | 0.002074 | 0.001605 | 0.000992 | 0.000567 | 0 | -0.000656 | -0.000999 | -0.001584 | -0.002162 | -0.002837 | -0.003648 | -0.00423 | -0.004515 | -0.004954 | -0.005135 | -0.005229 | -0.005229
0.021468 | 0.019703 | 0.017087 | 0.015215 | 0.013495 | 0.011859 | 0.010481 | 0.009267 | 0.008443 | 0.007626 | 0.006867 | 0.006281 | 0.005939 | 0.00568 | 0.005232 | 0.004649 | 0.003817 | 0.003472 | 0.003045 | 0.002714 | 0.002268 | 0.001743 | 0.001175 | 0.000567 | 0 | -0.000578 | -0.000989 | -0.001553 | -0.002183 | -0.002882 | -0.003653 | -0.004293 | -0.004659 | -0.00504 | -0.005407 | -0.005543 | -0.005517
0.021513 | 0.019663 | 0.017179 | 0.015357 | 0.01362 | 0.012075 | 0.010692 | 0.009538 | 0.00864 | 0.007772 | 0.007124 | 0.006465 | 0.006191 | 0.005882 | 0.005457 | 0.004923 | 0.004052 | 0.00366 | 0.003145 | 0.002794 | 0.002318 | 0.001772 | 0.001125 | 0.000579 | 0 | -0.000683 | -0.00106 | -0.001758 | -0.00243 | -0.003136 | -0.00403 | -0.004575 | -0.004993 | -0.005397 | -0.005685 | -0.005888 | -0.005937
0.021792 | 0.020072 | 0.017526 | 0.015648 | 0.014012 | 0.012387 | 0.01099 | 0.009838 | 0.008962 | 0.008184 | 0.007389 | 0.006843 | 0.006476 | 0.006077 | 0.005732 | 0.005135 | 0.004248 | 0.003843 | 0.003466 | 0.003009 | 0.002492 | 0.001922 | 0.001238 | 0.000585 | 0 | -0.000679 | -0.001022 | -0.001713 | -0.002343 | -0.003062 | -0.003964 | -0.004639 | -0.005051 | -0.00556 | -0.005844 | -0.006027 | -0.006133
0.022027 | 0.020311 | 0.017748 | 0.015874 | 0.014231 | 0.012716 | 0.011392 | 0.010257 | 0.009382 | 0.008592 | 0.007834 | 0.007196 | 0.006824 | 0.006506 | 0.006015 | 0.005401 | 0.004581 | 0.004194 | 0.00366 | 0.003269 | 0.002715 | 0.002062 | 0.001342 | 0.000677 | 0 | -0.00062 | -0.001071 | -0.001695 | -0.002376 | -0.003171 | -0.003959 | -0.0047 | -0.005093 | -0.00556 | -0.00598 | -0.006256 | -0.006347
0.022385 | 0.020647 | 0.018221 | 0.016359 | 0.014663 | 0.013127 | 0.011783 | 0.010733 | 0.009852 | 0.009025 | 0.008238 | 0.007656 | 0.007265 | 0.006835 | 0.006402 | 0.005828 | 0.004998 | 0.004481 | 0.003948 | 0.003478 | 0.00284 | 0.002171 | 0.001376 | 0.00071 | 0 | -0.000701 | -0.001122 | -0.001804 | -0.002544 | -0.003285 | -0.004264 | -0.004908 | -0.005385 | -0.005855 | -0.00622 | -0.006483 | -0.006601
0.022621 | 0.021062 | 0.018523 | 0.016648 | 0.015065 | 0.013534 | 0.012243 | 0.011098 | 0.010204 | 0.009493 | 0.008621 | 0.008025 | 0.007556 | 0.007093 | 0.006665 | 0.005988 | 0.005143 | 0.004654 | 0.004183 | 0.003649 | 0.002998 | 0.002257 | 0.001448 | 0.000766 | 0 | -0.000686 | -0.00113 | -0.001869 | -0.002519 | -0.003259 | -0.004202 | -0.004958 | -0.005428 | -0.005928 | -0.006376 | -0.006628 | -0.006766
0.022426 | 0.020869 | 0.018451 | 0.016634 | 0.015003 | 0.013573 | 0.012299 | 0.011251 | 0.010425 | 0.009543 | 0.008859 | 0.008144 | 0.007737 | 0.007394 | 0.006813 | 0.006173 | 0.005338 | 0.004873 | 0.004311 | 0.003797 | 0.003059 | 0.002314 | 0.00151 | 0.000722 | 0 | -0.00072 | -0.001171 | -0.001873 | -0.002639 | -0.003418 | -0.004308 | -0.005003 | -0.005529 | -0.006009 | -0.006454 | -0.006776 | -0.006961
0.022411 | 0.02088 | 0.018477 | 0.016647 | 0.015074 | 0.013642 | 0.012408 | 0.011324 | 0.010447 | 0.009688 | 0.008863 | 0.008271 | 0.007834 | 0.007362 | 0.006863 | 0.006331 | 0.005387 | 0.004884 | 0.004376 | 0.003815 | 0.003107 | 0.002307 | 0.00149 | 0.000747 | 0 | -0.000784 | -0.00122 | -0.001905 | -0.002664 | -0.003454 | -0.004445 | -0.005132 | -0.005629 | -0.006182 | -0.006575 | -0.006846 | -0.007106
0.022252 | 0.020898 | 0.018512 | 0.016714 | 0.015184 | 0.013752 | 0.012553 | 0.011452 | 0.010661 | 0.009874 | 0.009045 | 0.00843 | 0.007986 | 0.007484 | 0.007036 | 0.006304 | 0.005509 | 0.004993 | 0.004477 | 0.003901 | 0.003189 | 0.002422 | 0.001548 | 0.000755 | 0 | -0.000744 | -0.001201 | -0.001996 | -0.002644 | -0.003476 | -0.004342 | -0.00518 | -0.005698 | -0.006208 | -0.006727 | -0.007047 | -0.007216
0.022064 | 0.020604 | 0.018265 | 0.0165 | 0.014978 | 0.013679 | 0.01248 | 0.011474 | 0.01065 | 0.009866 | 0.009086 | 0.008452 | 0.007992 | 0.007589 | 0.007054 | 0.006335 | 0.005562 | 0.005045 | 0.004461 | 0.003967 | 0.003194 | 0.002387 | 0.001561 | 0.000759 | 0 | -0.000723 | -0.001206 | -0.001918 | -0.002717 | -0.003497 | -0.004477 | -0.005163 | -0.00572 | -0.006269 | -0.006736 | -0.007141 | -0.007329
0.02181 | 0.020541 | 0.018232 | 0.016457 | 0.014972 | 0.013597 | 0.012387 | 0.011344 | 0.010538 | 0.009773 | 0.008931 | 0.008384 | 0.007879 | 0.007444 | 0.00699 | 0.006326 | 0.005526 | 0.004992 | 0.00445 | 0.003868 | 0.003209 | 0.002371 | 0.001532 | 0.000776 | 0 | -0.000788 | -0.001257 | -0.002024 | -0.002794 | -0.003553 | -0.004572 | -0.005267 | -0.005829 | -0.006382 | -0.006871 | -0.007173 | -0.00745
0.021865 | 0.020597 | 0.018284 | 0.016464 | 0.015027 | 0.013677 | 0.012507 | 0.011439 | 0.010634 | 0.009861 | 0.009082 | 0.008391 | 0.007944 | 0.007537 | 0.007015 | 0.006221 | 0.005507 | 0.004983 | 0.004429 | 0.003892 | 0.003195 | 0.00242 | 0.001586 | 0.000731 | 0 | -0.000728 | -0.001202 | -0.001965 | -0.002684 | -0.003506 | -0.004415 | -0.005215 | -0.005798 | -0.006418 | -0.006885 | -0.007306 | -0.00748
0.021582 | 0.020253 | 0.01798 | 0.016242 | 0.014756 | 0.013455 | 0.012288 | 0.011284 | 0.010486 | 0.009699 | 0.008926 | 0.008307 | 0.007836 | 0.007468 | 0.006948 | 0.006282 | 0.005539 | 0.005006 | 0.004414 | 0.003899 | 0.003178 | 0.002394 | 0.001558 | 0.000802 | 0 | -0.000732 | -0.001184 | -0.001974 | -0.002749 | -0.003571 | -0.004533 | -0.005264 | -0.005871 | -0.006414 | -0.00691 | -0.007283 | -0.007565
0.021608 | 0.020405 | 0.01811 | 0.016341 | 0.014882 | 0.013504 | 0.012326 | 0.011276 | 0.01043 | 0.009673 | 0.008809 | 0.008206 | 0.007733 | 0.007254 | 0.006811 | 0.006188 | 0.005352 | 0.004849 | 0.004334 | 0.003776 | 0.0031 | 0.002324 | 0.001518 | 0.000765 | 0 | -0.000755 | -0.001245 | -0.002037 | -0.002733 | -0.003544 | -0.004516 | -0.005319 | -0.005889 | -0.006482 | -0.006959 | -0.00734 | -0.007648
0.021837 | 0.020557 | 0.01823 | 0.016474 | 0.015004 | 0.013698 | 0.012543 | 0.011557 | 0.010768 | 0.010024 | 0.009197 | 0.00854 | 0.008066 | 0.007594 | 0.00706 | 0.006443 | 0.005625 | 0.005056 | 0.004468 | 0.003933 | 0.003214 | 0.002398 | 0.001558 | 0.00079 | 0 | -0.000749 | -0.001174 | -0.00193 | -0.002666 | -0.003505 | -0.00444 | -0.005204 | -0.005772 | -0.006336 | -0.006888 | -0.007217 | -0.007519
0.021987 | 0.020676 | 0.018288 | 0.016457 | 0.015006 | 0.013692 | 0.012538 | 0.011479 | 0.010659 | 0.009912 | 0.009129 | 0.008505 | 0.00803 | 0.007547 | 0.007048 | 0.006447 | 0.005571 | 0.005033 | 0.00444 | 0.003924 | 0.003236 | 0.0024 | 0.001564 | 0.000768 | 0 | -0.000761 | -0.001282 | -0.001982 | -0.002727 | -0.003537 | -0.004493 | -0.00525 | -0.005868 | -0.006398 | -0.006963 | -0.007373 | -0.007685
0.02189 | 0.020547 | 0.018256 | 0.016482 | 0.015011 | 0.013784 | 0.012664 | 0.011649 | 0.010841 | 0.010051 | 0.009342 | 0.008693 | 0.008206 | 0.007769 | 0.007202 | 0.006606 | 0.005712 | 0.005198 | 0.004594 | 0.00403 | 0.003296 | 0.002446 | 0.001607 | 0.000792 | 0 | -0.000749 | -0.001196 | -0.002021 | -0.002756 | -0.003554 | -0.004499 | -0.005275 | -0.005882 | -0.006472 | -0.00697 | -0.007434 | -0.007697
0.021876 | 0.020606 | 0.018216 | 0.016418 | 0.014952 | 0.013665 | 0.012533 | 0.011545 | 0.010743 | 0.010044 | 0.009185 | 0.008602 | 0.008106 | 0.007629 | 0.007135 | 0.006523 | 0.005721 | 0.005127 | 0.004573 | 0.004026 | 0.003316 | 0.002521 | 0.001628 | 0.000824 | 0 | -0.00076 | -0.001227 | -0.002022 | -0.00276 | -0.00358 | -0.004546 | -0.005322 | -0.005968 | -0.006558 | -0.007162 | -0.007523 | -0.007857
0.022065 | 0.020735 | 0.018388 | 0.016591 | 0.015149 | 0.013888 | 0.012762 | 0.011748 | 0.01093 | 0.010172 | 0.009407 | 0.008753 | 0.008277 | 0.007809 | 0.007263 | 0.00665 | 0.005779 | 0.005251 | 0.004608 | 0.004065 | 0.003338 | 0.002497 | 0.001591 | 0.000773 | 0 | -0.000785 | -0.001256 | -0.002035 | -0.002805 | -0.003637 | -0.004602 | -0.005369 | -0.006 | -0.006577 | -0.007147 | -0.007633 | -0.007933
0.021887 | 0.020574 | 0.018233 | 0.016434 | 0.014992 | 0.013771 | 0.012674 | 0.011693 | 0.01093 | 0.01019 | 0.009439 | 0.008796 | 0.008339 | 0.007893 | 0.007327 | 0.006714 | 0.005861 | 0.005299 | 0.004718 | 0.004124 | 0.003397 | 0.002542 | 0.001651 | 0.000806 | 0 | -0.000792 | -0.001256 | -0.002079 | -0.002853 | -0.0037 | -0.004667 | -0.005453 | -0.006087 | -0.006714 | -0.00729 | -0.007733 | -0.008097
0.021983 | 0.02074 | 0.018377 | 0.016562 | 0.015142 | 0.013899 | 0.012761 | 0.011795 | 0.011007 | 0.010284 | 0.009451 | 0.008858 | 0.00834 | 0.007854 | 0.007335 | 0.006738 | 0.005855 | 0.005296 | 0.00472 | 0.004146 | 0.003385 | 0.002566 | 0.001627 | 0.000822 | 0 | -0.000794 | -0.001269 | -0.002094 | -0.002856 | -0.003679 | -0.004704 | -0.00549 | -0.006168 | -0.006762 | -0.007366 | -0.007839 | -0.008211
0.021968 | 0.020658 | 0.018314 | 0.016539 | 0.015151 | 0.013961 | 0.012864 | 0.011874 | 0.011081 | 0.010328 | 0.009592 | 0.008962 | 0.008429 | 0.007976 | 0.007405 | 0.006786 | 0.00594 | 0.005354 | 0.004764 | 0.004179 | 0.003422 | 0.002561 | 0.001655 | 0.000794 | 0 | -0.000814 | -0.001308 | -0.002141 | -0.002903 | -0.003774 | -0.00475 | -0.005547 | -0.006211 | -0.006815 | -0.007441 | -0.00791 | -0.008292
0.021989 | 0.020662 | 0.018289 | 0.01649 | 0.015063 | 0.01385 | 0.012795 | 0.011884 | 0.011136 | 0.010413 | 0.009644 | 0.008969 | 0.008476 | 0.007995 | 0.007458 | 0.006835 | 0.005962 | 0.005397 | 0.004806 | 0.004197 | 0.003425 | 0.002581 | 0.00167 | 0.000818 | 0 | -0.000805 | -0.001324 | -0.002137 | -0.00293 | -0.003792 | -0.004788 | -0.005636 | -0.006282 | -0.006929 | -0.007559 | -0.008024 | -0.008436
0.022131 | 0.020797 | 0.018416 | 0.016577 | 0.015119 | 0.013916 | 0.012798 | 0.01183 | 0.011081 | 0.010363 | 0.009597 | 0.009019 | 0.008518 | 0.007997 | 0.007477 | 0.006838 | 0.006001 | 0.005407 | 0.004787 | 0.004198 | 0.003424 | 0.002571 | 0.001664 | 0.000843 | 0 | -0.000803 | -0.001328 | -0.002159 | -0.002951 | -0.003823 | -0.004851 | -0.005677 | -0.006368 | -0.006989 | -0.007631 | -0.008129 | -0.008526
0.022131 | 0.020807 | 0.018472 | 0.016635 | 0.015173 | 0.013987 | 0.012895 | 0.011953 | 0.011172 | 0.010426 | 0.009604 | 0.008963 | 0.008462 | 0.007994 | 0.007512 | 0.006883 | 0.005991 | 0.005412 | 0.0048 | 0.004169 | 0.003416 | 0.002564 | 0.001651 | 0.000823 | 0 | -0.00083 | -0.001343 | -0.002157 | -0.002978 | -0.003863 | -0.004898 | -0.005717 | -0.006402 | -0.007071 | -0.007701 | -0.008223 | -0.008615
0.022291 | 0.02092 | 0.018516 | 0.016697 | 0.015283 | 0.014054 | 0.01298 | 0.012041 | 0.01128 | 0.010524 | 0.009697 | 0.009054 | 0.008549 | 0.008054 | 0.007587 | 0.00698 | 0.006082 | 0.005487 | 0.004848 | 0.004212 | 0.00345 | 0.002592 | 0.001664 | 0.000848 | 0 | -0.000804 | -0.001328 | -0.002148 | -0.002989 | -0.003864 | -0.004906 | -0.005732 | -0.006445 | -0.007075 | -0.007733 | -0.008229 | -0.008629
0.022224 | 0.020941 | 0.018508 | 0.016682 | 0.01523 | 0.014064 | 0.013014 | 0.012041 | 0.011287 | 0.010528 | 0.009734 | 0.009115 | 0.008684 | 0.008186 | 0.007632 | 0.006974 | 0.006093 | 0.005511 | 0.004846 | 0.004227 | 0.00344 | 0.002597 | 0.001677 | 0.000844 | 0 | -0.000828 | -0.001352 | -0.002217 | -0.003036 | -0.003914 | -0.004936 | -0.005773 | -0.006475 | -0.007117 | -0.007755 | -0.008317 | -0.00874
0.022245 | 0.02092 | 0.018532 | 0.016681 | 0.015256 | 0.014061 | 0.012988 | 0.012099 | 0.011371 | 0.010677 | 0.009907 | 0.009275 | 0.008719 | 0.008192 | 0.007591 | 0.007009 | 0.006135 | 0.005525 | 0.004847 | 0.004237 | 0.003446 | 0.002619 | 0.001693 | 0.000855 | 0 | -0.000822 | -0.001367 | -0.002191 | -0.003028 | -0.00391 | -0.004922 | -0.00577 | -0.006503 | -0.007174 | -0.007832 | -0.008377 | -0.008782
0.022262 | 0.02087 | 0.018521 | 0.016696 | 0.015286 | 0.014124 | 0.013109 | 0.012221 | 0.011486 | 0.010765 | 0.009933 | 0.009308 | 0.00875 | 0.008227 | 0.007625 | 0.006991 | 0.006151 | 0.005519 | 0.004841 | 0.00424 | 0.003473 | 0.002619 | 0.001704 | 0.000866 | 0 | -0.00083 | -0.001374 | -0.002231 | -0.003047 | -0.003928 | -0.004974 | -0.005813 | -0.006514 | -0.007176 | -0.007892 | -0.008405 | -0.008839
0.022174 | 0.020916 | 0.018566 | 0.016764 | 0.015366 | 0.014201 | 0.013174 | 0.012257 | 0.011497 | 0.010791 | 0.009968 | 0.009317 | 0.008752 | 0.008201 | 0.007617 | 0.006968 | 0.006116 | 0.005464 | 0.004816 | 0.004179 | 0.003415 | 0.002559 | 0.001673 | 0.00084 | 0 | -0.000867 | -0.001369 | -0.002251 | -0.00308 | -0.003938 | -0.004983 | -0.005855 | -0.006545 | -0.007236 | -0.007919 | -0.008443 | -0.008873
0.022309 | 0.020979 | 0.018571 | 0.016762 | 0.015331 | 0.014144 | 0.013098 | 0.012181 | 0.011437 | 0.010721 | 0.009895 | 0.009238 | 0.008683 | 0.008107 | 0.007557 | 0.006947 | 0.006055 | 0.00541 | 0.004789 | 0.00417 | 0.003409 | 0.002587 | 0.0017 | 0.000868 | 0 | -0.000837 | -0.001335 | -0.00222 | -0.003064 | -0.003934 | -0.004971 | -0.005869 | -0.006571 | -0.007243 | -0.00794 | -0.008494 | -0.008943
0.022241 | 0.020839 | 0.018441 | 0.016621 | 0.015212 | 0.014058 | 0.013038 | 0.012133 | 0.011398 | 0.010682 | 0.00988 | 0.009209 | 0.008663 | 0.008133 | 0.007549 | 0.006904 | 0.006037 | 0.0054 | 0.004731 | 0.004143 | 0.003404 | 0.002564 | 0.001704 | 0.000831 | 0 | -0.000827 | -0.001357 | -0.002229 | -0.003074 | -0.003962 | -0.004996 | -0.005878 | -0.006586 | -0.007278 | -0.007995 | -0.008517 | -0.009011
0.022106 | 0.020779 | 0.018377 | 0.016553 | 0.015153 | 0.013975 | 0.012968 | 0.012066 | 0.011334 | 0.01061 | 0.009778 | 0.009139 | 0.008547 | 0.007998 | 0.007434 | 0.006815 | 0.005948 | 0.005279 | 0.004654 | 0.004067 | 0.003345 | 0.002515 | 0.001638 | 0.000835 | 0 | -0.000835 | -0.001358 | -0.002239 | -0.003073 | -0.003943 | -0.004977 | -0.005858 | -0.006558 | -0.007291 | -0.008012 | -0.008569 | -0.009044
0.022024 | 0.02065 | 0.018238 | 0.016437 | 0.015055 | 0.013938 | 0.01294 | 0.012105 | 0.011383 | 0.010658 | 0.00986 | 0.009185 | 0.008678 | 0.008101 | 0.007509 | 0.006859 | 0.005988 | 0.005343 | 0.004711 | 0.004137 | 0.003383 | 0.002572 | 0.001681 | 0.000892 | 0 | -0.000823 | -0.001367 | -0.002275 | -0.003082 | -0.003951 | -0.00502 | -0.005917 | -0.006614 | -0.007334 | -0.008061 | -0.008641 | -0.009136
0.021988 | 0.020652 | 0.01833 | 0.016506 | 0.015095 | 0.013967 | 0.012972 | 0.01206 | 0.011319 | 0.010593 | 0.009791 | 0.009118 | 0.008573 | 0.008037 | 0.007448 | 0.00682 | 0.00594 | 0.005303 | 0.004636 | 0.004087 | 0.003358 | 0.002495 | 0.001658 | 0.000811 | 0 | -0.000857 | -0.001381 | -0.002271 | -0.00309 | -0.003969 | -0.004996 | -0.005858 | -0.006592 | -0.007326 | -0.008022 | -0.008625 | -0.009112
0.021974 | 0.02067 | 0.018269 | 0.016484 | 0.015121 | 0.013961 | 0.012977 | 0.012108 | 0.011409 | 0.010728 | 0.009877 | 0.009227 | 0.008618 | 0.008096 | 0.007495 | 0.006847 | 0.006007 | 0.005343 | 0.00471 | 0.004129 | 0.003384 | 0.002584 | 0.001697 | 0.000904 | 0 | -0.000804 | -0.00134 | -0.002213 | -0.003041 | -0.003926 | -0.004962 | -0.005865 | -0.006614 | -0.007346 | -0.008041 | -0.00866 | -0.00917
0.021921 | 0.020532 | 0.018143 | 0.016355 | 0.014966 | 0.01387 | 0.012895 | 0.01206 | 0.011341 | 0.010659 | 0.009819 | 0.009142 | 0.00862 | 0.008065 | 0.007459 | 0.006797 | 0.005963 | 0.00532 | 0.004681 | 0.004084 | 0.00337 | 0.002542 | 0.001671 | 0.000866 | 0 | -0.000846 | -0.001391 | -0.002276 | -0.003107 | -0.003967 | -0.005059 | -0.005943 | -0.006681 | -0.007384 | -0.008142 | -0.008735 | -0.009314
0.021931 | 0.02062 | 0.018306 | 0.016497 | 0.015142 | 0.014004 | 0.013036 | 0.012128 | 0.011392 | 0.010706 | 0.009899 | 0.009206 | 0.008639 | 0.008082 | 0.007446 | 0.006837 | 0.005986 | 0.005307 | 0.004618 | 0.004066 | 0.00336 | 0.002493 | 0.001663 | 0.000807 | 0 | -0.0009 | -0.001431 | -0.002282 | -0.003144 | -0.00406 | -0.005092 | -0.005959 | -0.00669 | -0.007495 | -0.008229 | -0.008852 | -0.009361
0.021886 | 0.020591 | 0.018155 | 0.016383 | 0.015029 | 0.013873 | 0.012931 | 0.012089 | 0.011383 | 0.010682 | 0.009821 | 0.009157 | 0.008581 | 0.007982 | 0.007405 | 0.00677 | 0.005916 | 0.005279 | 0.004613 | 0.004043 | 0.003326 | 0.002509 | 0.001632 | 0.000865 | 0 | -0.000831 | -0.001376 | -0.00228 | -0.003129 | -0.003995 | -0.00508 | -0.005979 | -0.006737 | -0.007475 | -0.008259 | -0.008893 | -0.009438
0.021931 | 0.020526 | 0.018198 | 0.016409 | 0.015017 | 0.013946 | 0.012957 | 0.012148 | 0.011374 | 0.010686 | 0.009862 | 0.009197 | 0.008671 | 0.008095 | 0.007512 | 0.00682 | 0.005953 | 0.005327 | 0.004646 | 0.004088 | 0.003389 | 0.002547 | 0.001665 | 0.000859 | 0 | -0.000854 | -0.001397 | -0.002311 | -0.003117 | -0.004024 | -0.005129 | -0.006056 | -0.006734 | -0.007559 | -0.008323 | -0.008948 | -0.009559
0.021815 | 0.020592 | 0.018232 | 0.016456 | 0.015163 | 0.014004 | 0.013097 | 0.012181 | 0.011484 | 0.010799 | 0.009974 | 0.009293 | 0.008645 | 0.008081 | 0.007495 | 0.006839 | 0.006026 | 0.005309 | 0.004658 | 0.004088 | 0.003392 | 0.00253 | 0.001684 | 0.000814 | 0 | -0.000892 | -0.001387 | -0.002307 | -0.003176 | -0.004087 | -0.005145 | -0.006073 | -0.006803 | -0.00762 | -0.008421 | -0.009083 | -0.009636
0.02188 | 0.020557 | 0.018142 | 0.016364 | 0.015018 | 0.013956 | 0.013002 | 0.012186 | 0.011471 | 0.010732 | 0.0099 | 0.009244 | 0.008698 | 0.008099 | 0.007492 | 0.006852 | 0.006025 | 0.005303 | 0.004666 | 0.004064 | 0.003342 | 0.002559 | 0.001673 | 0.000907 | 0 | -0.000849 | -0.001377 | -0.002319 | -0.003214 | -0.004069 | -0.005184 | -0.006141 | -0.0069 | -0.0077 | -0.008504 | -0.009174 | -0.00984
0.021889 | 0.020555 | 0.018337 | 0.01656 | 0.015209 | 0.01416 | 0.013185 | 0.012321 | 0.011566 | 0.010828 | 0.010018 | 0.00934 | 0.008798 | 0.008191 | 0.007614 | 0.006955 | 0.006037 | 0.005415 | 0.004731 | 0.004094 | 0.003424 | 0.002551 | 0.001696 | 0.000817 | 0 | -0.000917 | -0.001452 | -0.002386 | -0.003225 | -0.004161 | -0.005256 | -0.00613 | -0.006908 | -0.007795 | -0.008578 | -0.009267 | -0.009978
0.021677 | 0.020559 | 0.0182 | 0.016434 | 0.015148 | 0.014036 | 0.013182 | 0.012255 | 0.011607 | 0.010915 | 0.010096 | 0.009364 | 0.008709 | 0.008123 | 0.00754 | 0.006901 | 0.006079 | 0.005352 | 0.004709 | 0.004099 | 0.0034 | 0.002585 | 0.001726 | 0.00084 | 0 | -0.000933 | -0.00146 | -0.002363 | -0.003298 | -0.004154 | -0.005211 | -0.006241 | -0.007007 | -0.007865 | -0.008642 | -0.009415 | -0.010019
0.021791 | 0.020507 | 0.018191 | 0.016468 | 0.015155 | 0.014151 | 0.013143 | 0.012425 | 0.011712 | 0.01093 | 0.010106 | 0.009394 | 0.008895 | 0.008272 | 0.007656 | 0.006981 | 0.006122 | 0.005455 | 0.004813 | 0.004166 | 0.003417 | 0.002636 | 0.001696 | 0.000934 | 0 | -0.000833 | -0.001361 | -0.002363 | -0.003256 | -0.004132 | -0.00524 | -0.006251 | -0.007 | -0.007778 | -0.008714 | -0.009443 | -0.010168
0.021584 | 0.02041 | 0.018228 | 0.016513 | 0.015245 | 0.014196 | 0.013298 | 0.012416 | 0.011728 | 0.011093 | 0.010283 | 0.009531 | 0.008937 | 0.008355 | 0.007733 | 0.007103 | 0.006156 | 0.005519 | 0.004801 | 0.004167 | 0.003485 | 0.002639 | 0.001744 | 0.000814 | 0 | -0.000955 | -0.001517 | -0.002412 | -0.003255 | -0.004186 | -0.005253 | -0.006175 | -0.006975 | -0.007886 | -0.008689 | -0.009433 | -0.010043
0.021462 | 0.020456 | 0.018115 | 0.016469 | 0.015239 | 0.014217 | 0.013364 | 0.012532 | 0.011886 | 0.011139 | 0.01035 | 0.00963 | 0.008974 | 0.008369 | 0.007713 | 0.007097 | 0.006281 | 0.005538 | 0.00487 | 0.004301 | 0.003553 | 0.002714 | 0.00177 | 0.000938 | 0 | -0.000881 | -0.001409 | -0.002399 | -0.003272 | -0.004196 | -0.005258 | -0.006285 | -0.007039 | -0.007913 | -0.008743 | -0.009595 | -0.010293
0.021843 | 0.020597 | 0.018378 | 0.016692 | 0.015406 | 0.014425 | 0.013467 | 0.012749 | 0.012003 | 0.011274 | 0.01048 | 0.00973 | 0.009262 | 0.00856 | 0.00798 | 0.007264 | 0.006391 | 0.005714 | 0.005004 | 0.004369 | 0.003608 | 0.002772 | 0.001815 | 0.000953 | 0 | -0.000852 | -0.001478 | -0.002452 | -0.003332 | -0.00413 | -0.005309 | -0.006269 | -0.00707 | -0.007885 | -0.008872 | -0.009592 | -0.010372
0.021547 | 0.020494 | 0.018337 | 0.016663 | 0.01545 | 0.014416 | 0.013572 | 0.012664 | 0.011987 | 0.011336 | 0.010506 | 0.009832 | 0.009125 | 0.008528 | 0.007893 | 0.007266 | 0.006335 | 0.005677 | 0.004952 | 0.004367 | 0.003632 | 0.002739 | 0.001817 | 0.000846 | 0 | -0.001033 | -0.001571 | -0.002404 | -0.003341 | -0.004247 | -0.005259 | -0.006197 | -0.00698 | -0.007929 | -0.008752 | -0.009574 | -0.010293
0.021864 | 0.020769 | 0.018436 | 0.016801 | 0.015583 | 0.01453 | 0.013665 | 0.012912 | 0.012231 | 0.011445 | 0.010667 | 0.009895 | 0.009305 | 0.008651 | 0.007977 | 0.007352 | 0.006521 | 0.005747 | 0.005051 | 0.004472 | 0.00367 | 0.00284 | 0.001854 | 0.000923 | 0 | -0.000924 | -0.001452 | -0.002404 | -0.003282 | -0.004159 | -0.00523 | -0.00623 | -0.007047 | -0.007865 | -0.008737 | -0.009631 | -0.010417
0.021832 | 0.020616 | 0.018465 | 0.016788 | 0.01553 | 0.014554 | 0.013626 | 0.012827 | 0.012132 | 0.011416 | 0.010574 | 0.009855 | 0.009298 | 0.008708 | 0.008121 | 0.007404 | 0.006477 | 0.005835 | 0.005105 | 0.004481 | 0.003766 | 0.002842 | 0.001837 | 0.000961 | 0 | -0.000915 | -0.001453 | -0.002418 | -0.003252 | -0.004019 | -0.00516 | -0.006064 | -0.006868 | -0.007787 | -0.008675 | -0.009436 | -0.010217
0.021262 | 0.020301 | 0.018117 | 0.016456 | 0.015308 | 0.014308 | 0.013522 | 0.012628 | 0.011932 | 0.01129 | 0.010484 | 0.009782 | 0.009142 | 0.008512 | 0.007915 | 0.007263 | 0.006414 | 0.005777 | 0.005025 | 0.004426 | 0.003715 | 0.002818 | 0.001826 | 0.000847 | 0 | -0.001004 | -0.001508 | -0.002372 | -0.003273 | -0.004078 | -0.005081 | -0.006029 | -0.006787 | -0.007739 | -0.008594 | -0.009524 | -0.01024
0.021593 | 0.020442 | 0.018194 | 0.016567 | 0.015322 | 0.014356 | 0.013454 | 0.01275 | 0.012121 | 0.011314 | 0.01053 | 0.009777 | 0.009258 | 0.008569 | 0.008001 | 0.007313 | 0.00653 | 0.005774 | 0.005102 | 0.00452 | 0.003747 | 0.002905 | 0.001882 | 0.001014 | 0 | -0.000825 | -0.001273 | -0.002316 | -0.003206 | -0.00392 | -0.004977 | -0.005976 | -0.006719 | -0.007571 | -0.00842 | -0.009363 | -0.010121
0.02133 | 0.020196 | 0.018096 | 0.016404 | 0.015205 | 0.014252 | 0.013347 | 0.012565 | 0.011852 | 0.011229 | 0.010365 | 0.009685 | 0.009061 | 0.008512 | 0.007939 | 0.007321 | 0.006319 | 0.005755 | 0.005021 | 0.004367 | 0.003662 | 0.002843 | 0.001868 | 0.000914 | 0 | -0.000893 | -0.001488 | -0.002299 | -0.003133 | -0.003895 | -0.004921 | -0.005825 | -0.006508 | -0.007472 | -0.008394 | -0.00914 | -0.009978
0.02106 | 0.020134 | 0.017854 | 0.016245 | 0.015099 | 0.014041 | 0.013254 | 0.012439 | 0.011766 | 0.011032 | 0.010276 | 0.009564 | 0.008876 | 0.008316 | 0.007745 | 0.007127 | 0.00627 | 0.005623 | 0.004975 | 0.004362 | 0.003556 | 0.002725 | 0.001743 | 0.000794 | 0 | -0.001074 | -0.001459 | -0.002368 | -0.003273 | -0.003968 | -0.004957 | -0.005849 | -0.006595 | -0.007505 | -0.0083 | -0.009341 | -0.010113
0.02113 | 0.019914 | 0.017733 | 0.016072 | 0.014824 | 0.013858 | 0.012945 | 0.012329 | 0.011696 | 0.010936 | 0.010138 | 0.009391 | 0.008981 | 0.008309 | 0.007695 | 0.007113 | 0.006221 | 0.005604 | 0.004928 | 0.004296 | 0.003591 | 0.002799 | 0.001779 | 0.000951 | 0 | -0.000834 | -0.001314 | -0.002344 | -0.003126 | -0.003756 | -0.004778 | -0.005672 | -0.006436 | -0.007294 | -0.008217 | -0.009056 | -0.009891
0.020912 | 0.019897 | 0.017786 | 0.016125 | 0.014978 | 0.013977 | 0.013061 | 0.012239 | 0.011555 | 0.010935 | 0.010128 | 0.009416 | 0.008806 | 0.008239 | 0.007627 | 0.007058 | 0.006107 | 0.005595 | 0.004897 | 0.004278 | 0.003593 | 0.002746 | 0.001746 | 0.000776 | 0 | -0.001047 | -0.001463 | -0.002304 | -0.003076 | -0.003777 | -0.00477 | -0.005649 | -0.006288 | -0.007235 | -0.008176 | -0.008975 | -0.009823
0.020692 | 0.019727 | 0.017475 | 0.015858 | 0.014645 | 0.013643 | 0.012863 | 0.012079 | 0.011453 | 0.010703 | 0.009959 | 0.009269 | 0.008631 | 0.008067 | 0.007533 | 0.006913 | 0.006122 | 0.005463 | 0.004722 | 0.004254 | 0.003454 | 0.002684 | 0.001825 | 0.000865 | 0 | -0.000883 | -0.001222 | -0.002173 | -0.003003 | -0.003687 | -0.004575 | -0.005486 | -0.006178 | -0.007104 | -0.007942 | -0.009011 | -0.009837
0.020321 | 0.019319 | 0.017331 | 0.015811 | 0.01462 | 0.0137 | 0.012772 | 0.012192 | 0.011594 | 0.010776 | 0.009956 | 0.009227 | 0.008827 | 0.008199 | 0.007589 | 0.00694 | 0.006109 | 0.005492 | 0.004853 | 0.004203 | 0.003441 | 0.002757 | 0.001736 | 0.000988 | 0 | -0.000794 | -0.001341 | -0.002191 | -0.002929 | -0.003592 | -0.004736 | -0.005638 | -0.006305 | -0.007201 | -0.008309 | -0.009176 | -0.010202

## ACS218_CC_taarray
-0.16689 | -0.16363 | -0.15751 | -0.15191 | -0.14442 | -0.1361 | -0.12749 | -0.11991 | -0.11227 | -0.10501 | -0.096951 | -0.089155 | -0.08318 | -0.077153 | -0.071434 | -0.068956 | -0.06328 | -0.057662 | -0.049774 | -0.041365 | -0.03162 | -0.025511 | -0.019808 | -0.011336 | -0.007425 | 0 | 0.005436 | 0.009975 | 0.014704 | 0.020152 | 0.027333 | 0.034347 | 0.039976 | 0.04492 | 0.050012 | 0.054791 | 0.05919 | 0.061884 | 0.060454
-0.14903 | -0.14599 | -0.13911 | -0.13308 | -0.1261 | -0.11825 | -0.11102 | -0.10382 | -0.097411 | -0.090474 | -0.083354 | -0.076435 | -0.07194 | -0.066447 | -0.060564 | -0.05909 | -0.054012 | -0.049267 | -0.041999 | -0.034416 | -0.026192 | -0.021547 | -0.016632 | -0.008836 | -0.006299 | 0 | 0.004625 | 0.008485 | 0.011871 | 0.017299 | 0.023331 | 0.02923 | 0.034126 | 0.037474 | 0.042431 | 0.04601 | 0.049502 | 0.051686 | 0.050257
-0.12962 | -0.12643 | -0.12006 | -0.11447 | -0.10798 | -0.10123 | -0.09434 | -0.088569 | -0.082749 | -0.076992 | -0.070397 | -0.064647 | -0.060096 | -0.056163 | -0.051019 | -0.049886 | -0.045914 | -0.041402 | -0.035235 | -0.028834 | -0.02184 | -0.018121 | -0.013907 | -0.007798 | -0.004883 | 0 | 0.003491 | 0.006861 | 0.009571 | 0.014116 | 0.018973 | 0.023456 | 0.027842 | 0.030833 | 0.034669 | 0.037075 | 0.040097 | 0.041469 | 0.039688
-0.11267 | -0.10982 | -0.10319 | -0.096942 | -0.090627 | -0.084499 | -0.079032 | -0.073862 | -0.068603 | -0.063884 | -0.058394 | -0.053307 | -0.049729 | -0.046019 | -0.042335 | -0.040834 | -0.037584 | -0.033751 | -0.028626 | -0.023238 | -0.017543 | -0.0145 | -0.011325 | -0.006225 | -0.00439 | 0 | 0.00308 | 0.005616 | 0.007598 | 0.011188 | 0.015267 | 0.018494 | 0.021624 | 0.023856 | 0.026992 | 0.029211 | 0.031216 | 0.032372 | 0.030722
-0.096089 | -0.09347 | -0.087845 | -0.082195 | -0.076556 | -0.070859 | -0.065818 | -0.061288 | -0.057061 | -0.052993 | -0.047648 | -0.043711 | -0.04083 | -0.037623 | -0.034315 | -0.033547 | -0.030539 | -0.027581 | -0.023177 | -0.01873 | -0.01388 | -0.011422 | -0.008717 | -0.004281 | -0.003171 | 0 | 0.002601 | 0.004468 | 0.006426 | 0.009157 | 0.012486 | 0.015683 | 0.017553 | 0.019942 | 0.021847 | 0.023348 | 0.025162 | 0.026183 | 0.024205
-0.083735 | -0.081483 | -0.076341 | -0.071114 | -0.065701 | -0.060622 | -0.056405 | -0.052567 | -0.048663 | -0.044637 | -0.040636 | -0.036927 | -0.034327 | -0.031853 | -0.029002 | -0.028606 | -0.025667 | -0.023073 | -0.019348 | -0.015506 | -0.011359 | -0.009217 | -0.007249 | -0.003698 | -0.002671 | 0 | 0.002366 | 0.003594 | 0.004926 | 0.007161 | 0.009847 | 0.012438 | 0.014463 | 0.015927 | 0.017261 | 0.018661 | 0.020144 | 0.020462 | 0.01899
-0.072611 | -0.070482 | -0.06586 | -0.061214 | -0.056436 | -0.052077 | -0.048112 | -0.044565 | -0.041354 | -0.038242 | -0.034268 | -0.031016 | -0.029138 | -0.026889 | -0.024566 | -0.023962 | -0.021494 | -0.019479 | -0.016226 | -0.013017 | -0.009422 | -0.007552 | -0.005918 | -0.002677 | -0.001977 | 0 | 0.001782 | 0.00309 | 0.004541 | 0.00633 | 0.008555 | 0.01059 | 0.012202 | 0.013749 | 0.014859 | 0.01624 | 0.017225 | 0.017728 | 0.016199
-0.064857 | -0.06304 | -0.058927 | -0.054706 | -0.050537 | -0.046661 | -0.04315 | -0.039855 | -0.037163 | -0.034141 | -0.030683 | -0.027711 | -0.026 | -0.023763 | -0.021729 | -0.021399 | -0.019283 | -0.01721 | -0.014358 | -0.011476 | -0.008319 | -0.007011 | -0.005462 | -0.002924 | -0.002222 | 0 | 0.001419 | 0.002421 | 0.003364 | 0.005343 | 0.007166 | 0.009077 | 0.01008 | 0.0112 | 0.012418 | 0.01316 | 0.014345 | 0.014591 | 0.013174
-0.058302 | -0.056621 | -0.052871 | -0.048794 | -0.045159 | -0.041524 | -0.038493 | -0.035679 | -0.032921 | -0.030388 | -0.027341 | -0.024561 | -0.023003 | -0.021023 | -0.019344 | -0.018785 | -0.016884 | -0.015146 | -0.01259 | -0.010179 | -0.007484 | -0.006095 | -0.004687 | -0.002625 | -0.001769 | 0 | 0.001325 | 0.002219 | 0.003351 | 0.004514 | 0.00642 | 0.007903 | 0.009095 | 0.009952 | 0.01103 | 0.011946 | 0.012813 | 0.013137 | 0.011582
-0.052926 | -0.051283 | -0.047749 | -0.044204 | -0.040815 | -0.037595 | -0.034705 | -0.032253 | -0.029926 | -0.027427 | -0.024585 | -0.022191 | -0.020578 | -0.019103 | -0.017431 | -0.017283 | -0.015399 | -0.013758 | -0.011447 | -0.009163 | -0.006869 | -0.005504 | -0.004474 | -0.002373 | -0.001576 | 0 | 0.001005 | 0.00206 | 0.003004 | 0.003912 | 0.005513 | 0.007046 | 0.008047 | 0.008895 | 0.009627 | 0.010361 | 0.011388 | 0.011528 | 0.010464
-0.047772 | -0.046385 | -0.043192 | -0.040012 | -0.036818 | -0.034073 | -0.031421 | -0.029169 | -0.027104 | -0.024852 | -0.022394 | -0.020018 | -0.018549 | -0.017152 | -0.01576 | -0.015346 | -0.013886 | -0.01226 | -0.010322 | -0.00827 | -0.005877 | -0.005017 | -0.003897 | -0.001656 | -0.001429 | 0 | 0.001071 | 0.002063 | 0.002572 | 0.003717 | 0.005288 | 0.006584 | 0.007541 | 0.008329 | 0.009122 | 0.009718 | 0.010447 | 0.01089 | 0.009763
-0.043607 | -0.042262 | -0.039347 | -0.036427 | -0.033795 | -0.031193 | -0.028965 | -0.026819 | -0.024828 | -0.022832 | -0.020411 | -0.018493 | -0.017268 | -0.015703 | -0.014297 | -0.014125 | -0.012794 | -0.011452 | -0.009628 | -0.00766 | -0.005663 | -0.004653 | -0.003684 | -0.002014 | -0.001291 | 0 | 0.000909 | 0.001712 | 0.0025 | 0.003363 | 0.00483 | 0.005929 | 0.006817 | 0.007541 | 0.0083 | 0.00891 | 0.009549 | 0.009958 | 0.008984
-0.040508 | -0.039242 | -0.036385 | -0.033692 | -0.031202 | -0.028984 | -0.026804 | -0.024833 | -0.022981 | -0.021019 | -0.018889 | -0.017005 | -0.015868 | -0.014668 | -0.013279 | -0.012971 | -0.0117 | -0.010492 | -0.008677 | -0.007037 | -0.005202 | -0.004128 | -0.003177 | -0.001752 | -0.00108 | 0 | 0.001032 | 0.001731 | 0.002357 | 0.003335 | 0.004522 | 0.005651 | 0.006335 | 0.007164 | 0.00762 | 0.008368 | 0.00898 | 0.009072 | 0.008397
-0.0371 | -0.035957 | -0.033577 | -0.03112 | -0.028903 | -0.026683 | -0.024711 | -0.023061 | -0.021286 | -0.019551 | -0.017549 | -0.015749 | -0.014594 | -0.013449 | -0.012345 | -0.012017 | -0.010888 | -0.009645 | -0.008076 | -0.006443 | -0.004689 | -0.003835 | -0.002957 | -0.00144 | -0.000978 | 0 | 0.00105 | 0.00171 | 0.002245 | 0.00311 | 0.004213 | 0.005183 | 0.006064 | 0.006558 | 0.007326 | 0.007802 | 0.008213 | 0.008739 | 0.00786
-0.034839 | -0.033843 | -0.031577 | -0.029249 | -0.027139 | -0.025138 | -0.023299 | -0.021605 | -0.020004 | -0.018441 | -0.016526 | -0.014831 | -0.013814 | -0.012681 | -0.011567 | -0.011372 | -0.010235 | -0.009211 | -0.007685 | -0.006209 | -0.004678 | -0.003794 | -0.002977 | -0.001689 | -0.001123 | 0 | 0.000775 | 0.001373 | 0.001889 | 0.002638 | 0.0037 | 0.004748 | 0.005394 | 0.006001 | 0.00672 | 0.007185 | 0.007827 | 0.008019 | 0.007223
-0.032465 | -0.031535 | -0.029385 | -0.027243 | -0.025271 | -0.023322 | -0.021611 | -0.020112 | -0.018579 | -0.016927 | -0.01522 | -0.013826 | -0.012729 | -0.011862 | -0.010944 | -0.01057 | -0.009522 | -0.008512 | -0.007125 | -0.005785 | -0.004341 | -0.003479 | -0.002731 | -0.001395 | -0.00097 | 0 | 0.00085 | 0.001254 | 0.001938 | 0.002527 | 0.003542 | 0.004587 | 0.005164 | 0.005674 | 0.006269 | 0.006775 | 0.007266 | 0.007584 | 0.006856
-0.03004 | -0.029187 | -0.027249 | -0.025253 | -0.023373 | -0.021601 | -0.020069 | -0.018623 | -0.017202 | -0.015789 | -0.014096 | -0.012685 | -0.011749 | -0.010896 | -0.009923 | -0.009769 | -0.008795 | -0.007814 | -0.006589 | -0.00528 | -0.00385 | -0.003073 | -0.002473 | -0.001309 | -0.000846 | 0 | 0.000785 | 0.001394 | 0.001855 | 0.002582 | 0.003578 | 0.004346 | 0.004948 | 0.005425 | 0.006035 | 0.006413 | 0.006956 | 0.007199 | 0.006656
-0.02862 | -0.027841 | -0.025904 | -0.023952 | -0.022164 | -0.020463 | -0.019017 | -0.017703 | -0.016392 | -0.015007 | -0.013422 | -0.012048 | -0.011248 | -0.010341 | -0.009508 | -0.009245 | -0.008347 | -0.007532 | -0.006297 | -0.005063 | -0.003796 | -0.003103 | -0.00227 | -0.001194 | -0.000845 | 0 | 0.000824 | 0.001343 | 0.001701 | 0.00235 | 0.003347 | 0.00408 | 0.004684 | 0.005183 | 0.005645 | 0.006196 | 0.00652 | 0.006795 | 0.006285
-0.026862 | -0.026018 | -0.0242 | -0.022422 | -0.02072 | -0.019167 | -0.017764 | -0.016575 | -0.015369 | -0.014062 | -0.012738 | -0.011363 | -0.010633 | -0.009796 | -0.009023 | -0.008742 | -0.007929 | -0.007106 | -0.005917 | -0.004838 | -0.003683 | -0.002932 | -0.002257 | -0.00122 | -0.000734 | 0 | 0.00068 | 0.001273 | 0.001644 | 0.002215 | 0.00311 | 0.00385 | 0.004455 | 0.004922 | 0.005364 | 0.005794 | 0.006262 | 0.00652 | 0.006006
-0.025694 | -0.024999 | -0.023258 | -0.021499 | -0.019821 | -0.018305 | -0.017057 | -0.015847 | -0.014657 | -0.013391 | -0.012132 | -0.010967 | -0.010131 | -0.009404 | -0.008626 | -0.008386 | -0.007613 | -0.006799 | -0.005757 | -0.004658 | -0.003558 | -0.002869 | -0.002163 | -0.001183 | -0.000758 | 0 | 0.000552 | 0.00113 | 0.001518 | 0.002064 | 0.002899 | 0.00368 | 0.004208 | 0.004669 | 0.005032 | 0.005417 | 0.005817 | 0.006052 | 0.005623
-0.02418 | -0.023451 | -0.021747 | -0.02008 | -0.018578 | -0.017158 | -0.015945 | -0.014886 | -0.013751 | -0.012563 | -0.01143 | -0.01031 | -0.009529 | -0.008759 | -0.008098 | -0.007838 | -0.00711 | -0.006407 | -0.005382 | -0.004418 | -0.003331 | -0.002627 | -0.002026 | -0.001122 | -0.000748 | 0 | 0.000645 | 0.001095 | 0.001443 | 0.00192 | 0.002918 | 0.003543 | 0.004064 | 0.00447 | 0.004868 | 0.005332 | 0.005717 | 0.00591 | 0.005551
-0.022763 | -0.022076 | -0.020533 | -0.019021 | -0.017549 | -0.016221 | -0.015099 | -0.014078 | -0.013007 | -0.01196 | -0.010797 | -0.009697 | -0.00905 | -0.008403 | -0.007666 | -0.007456 | -0.00677 | -0.006127 | -0.005137 | -0.004223 | -0.003219 | -0.002511 | -0.001961 | -0.001088 | -0.0007 | 0 | 0.00066 | 0.001068 | 0.001456 | 0.002035 | 0.002725 | 0.003408 | 0.003952 | 0.004387 | 0.004765 | 0.005088 | 0.005448 | 0.005743 | 0.005363
-0.021789 | -0.021151 | -0.019649 | -0.018139 | -0.016803 | -0.015469 | -0.014392 | -0.013417 | -0.012428 | -0.011376 | -0.010363 | -0.009319 | -0.008649 | -0.007928 | -0.007319 | -0.007026 | -0.006479 | -0.005807 | -0.00492 | -0.004015 | -0.003048 | -0.00244 | -0.001877 | -0.001045 | -0.000591 | 0 | 0.000686 | 0.001084 | 0.001349 | 0.001897 | 0.002665 | 0.003248 | 0.003833 | 0.004178 | 0.004614 | 0.00495 | 0.005295 | 0.005577 | 0.005244
-0.02097 | -0.02033 | -0.018858 | -0.017421 | -0.016104 | -0.014909 | -0.013861 | -0.012956 | -0.011954 | -0.011024 | -0.010012 | -0.009046 | -0.008365 | -0.007774 | -0.007136 | -0.006868 | -0.006303 | -0.005752 | -0.004875 | -0.00395 | -0.003078 | -0.002444 | -0.00185 | -0.001075 | -0.000745 | 0 | 0.000475 | 0.000816 | 0.001288 | 0.001774 | 0.002472 | 0.003064 | 0.003563 | 0.003917 | 0.004378 | 0.004662 | 0.00503 | 0.005262 | 0.004964
-0.019885 | -0.019283 | -0.017941 | -0.016549 | -0.015247 | -0.014128 | -0.013195 | -0.012303 | -0.0114 | -0.010479 | -0.009476 | -0.008535 | -0.007952 | -0.007331 | -0.006735 | -0.006537 | -0.006015 | -0.005401 | -0.004587 | -0.003796 | -0.002921 | -0.002306 | -0.001773 | -0.001007 | -0.000658 | 0 | 0.000524 | 0.000929 | 0.001217 | 0.001802 | 0.002507 | 0.003026 | 0.003532 | 0.003879 | 0.004242 | 0.00463 | 0.004858 | 0.005202 | 0.004907
-0.019206 | -0.018639 | -0.017295 | -0.015984 | -0.014762 | -0.013694 | -0.012745 | -0.011925 | -0.011084 | -0.010157 | -0.0092 | -0.008354 | -0.00771 | -0.007181 | -0.006579 | -0.00635 | -0.005823 | -0.005288 | -0.004526 | -0.003754 | -0.002899 | -0.002288 | -0.00176 | -0.00102 | -0.000612 | 0 | 0.000484 | 0.000859 | 0.001233 | 0.001642 | 0.002371 | 0.002904 | 0.00336 | 0.003686 | 0.004099 | 0.004452 | 0.004761 | 0.004976 | 0.004743
-0.018501 | -0.017918 | -0.016614 | -0.015339 | -0.014142 | -0.013109 | -0.012239 | -0.011417 | -0.010573 | -0.009713 | -0.008843 | -0.007975 | -0.007444 | -0.006944 | -0.006327 | -0.006099 | -0.005641 | -0.005084 | -0.004379 | -0.003575 | -0.002804 | -0.00221 | -0.001735 | -0.000972 | -0.000602 | 0 | 0.000531 | 0.00091 | 0.001187 | 0.001689 | 0.002319 | 0.002874 | 0.003331 | 0.003746 | 0.00403 | 0.004308 | 0.004657 | 0.004873 | 0.004651
-0.017891 | -0.01735 | -0.016137 | -0.014869 | -0.013726 | -0.012696 | -0.011858 | -0.011092 | -0.010244 | -0.009403 | -0.00852 | -0.007731 | -0.007163 | -0.006638 | -0.006149 | -0.005933 | -0.005448 | -0.004961 | -0.004232 | -0.003481 | -0.002693 | -0.002148 | -0.001623 | -0.000918 | -0.00058 | 0 | 0.000521 | 0.000893 | 0.001226 | 0.001669 | 0.002271 | 0.002838 | 0.00327 | 0.003618 | 0.004021 | 0.004261 | 0.004554 | 0.004777 | 0.004592
-0.017362 | -0.016831 | -0.015578 | -0.014358 | -0.013242 | -0.012265 | -0.011454 | -0.010715 | -0.009917 | -0.009116 | -0.008288 | -0.007506 | -0.006946 | -0.00647 | -0.005966 | -0.005741 | -0.005332 | -0.004823 | -0.004176 | -0.003451 | -0.00267 | -0.002093 | -0.00162 | -0.000995 | -0.000578 | 0 | 0.000501 | 0.000879 | 0.001171 | 0.001589 | 0.002228 | 0.002776 | 0.003224 | 0.003528 | 0.003861 | 0.004195 | 0.004484 | 0.004729 | 0.00451
-0.016807 | -0.016265 | -0.015085 | -0.013886 | -0.012816 | -0.01188 | -0.011105 | -0.010362 | -0.009604 | -0.008842 | -0.008046 | -0.007274 | -0.006678 | -0.006253 | -0.005763 | -0.005575 | -0.005156 | -0.004686 | -0.004036 | -0.003346 | -0.002564 | -0.002069 | -0.001601 | -0.00094 | -0.000559 | 0 | 0.000505 | 0.000881 | 0.001161 | 0.001573 | 0.00222 | 0.002738 | 0.003191 | 0.003519 | 0.003806 | 0.004156 | 0.004442 | 0.004655 | 0.004456
-0.016306 | -0.015831 | -0.014683 | -0.013513 | -0.012461 | -0.011573 | -0.010807 | -0.010118 | -0.009329 | -0.008624 | -0.007831 | -0.007076 | -0.006503 | -0.006085 | -0.005617 | -0.005426 | -0.005025 | -0.004544 | -0.003975 | -0.003299 | -0.002579 | -0.002056 | -0.001566 | -0.000932 | -0.000553 | 0 | 0.00047 | 0.000832 | 0.001131 | 0.001516 | 0.002174 | 0.002684 | 0.003106 | 0.003419 | 0.003687 | 0.004029 | 0.004323 | 0.004531 | 0.004383
-0.015829 | -0.015326 | -0.014155 | -0.013014 | -0.012004 | -0.011155 | -0.010414 | -0.009803 | -0.009038 | -0.008325 | -0.007543 | -0.006836 | -0.006377 | -0.005912 | -0.005469 | -0.005259 | -0.004897 | -0.004476 | -0.003868 | -0.00324 | -0.002507 | -0.002031 | -0.001546 | -0.00096 | -0.000532 | 0 | 0.000469 | 0.000783 | 0.001094 | 0.001496 | 0.002152 | 0.00268 | 0.003029 | 0.003346 | 0.003738 | 0.003936 | 0.004277 | 0.004479 | 0.004307
-0.015348 | -0.014835 | -0.013758 | -0.012629 | -0.011626 | -0.010795 | -0.010098 | -0.009438 | -0.008752 | -0.008096 | -0.007342 | -0.006617 | -0.006154 | -0.005718 | -0.005286 | -0.005112 | -0.004746 | -0.004319 | -0.00377 | -0.003131 | -0.002479 | -0.001934 | -0.001527 | -0.000907 | -0.000556 | 0 | 0.000431 | 0.00079 | 0.001101 | 0.001525 | 0.002086 | 0.00259 | 0.003067 | 0.003329 | 0.003625 | 0.003907 | 0.00416 | 0.004413 | 0.004259
-0.014878 | -0.014412 | -0.013312 | -0.0122 | -0.011224 | -0.010445 | -0.009736 | -0.009114 | -0.008454 | -0.007803 | -0.007049 | -0.006391 | -0.005889 | -0.005474 | -0.005087 | -0.004893 | -0.004492 | -0.004168 | -0.003627 | -0.003016 | -0.002357 | -0.001931 | -0.00145 | -0.000833 | -0.000523 | 0 | 0.000522 | 0.000826 | 0.001131 | 0.001525 | 0.002099 | 0.00261 | 0.003023 | 0.003261 | 0.003619 | 0.003874 | 0.004144 | 0.004413 | 0.004228
-0.0148 | -0.014301 | -0.013144 | -0.011997 | -0.010997 | -0.010192 | -0.00953 | -0.008928 | -0.008251 | -0.007626 | -0.006898 | -0.006266 | -0.005763 | -0.005381 | -0.004974 | -0.004786 | -0.004461 | -0.004096 | -0.003569 | -0.00302 | -0.002379 | -0.001865 | -0.001478 | -0.0009 | -0.000558 | 0 | 0.000419 | 0.000748 | 0.001068 | 0.001407 | 0.002002 | 0.002539 | 0.002899 | 0.003143 | 0.003474 | 0.003718 | 0.004014 | 0.004205 | 0.004071
-0.014313 | -0.013841 | -0.012796 | -0.011665 | -0.010687 | -0.009917 | -0.009278 | -0.008691 | -0.008024 | -0.007393 | -0.006693 | -0.006089 | -0.005578 | -0.005169 | -0.00482 | -0.004623 | -0.004296 | -0.003944 | -0.00342 | -0.002923 | -0.002299 | -0.001773 | -0.001378 | -0.000807 | -0.000499 | 0 | 0.000476 | 0.000753 | 0.001071 | 0.001451 | 0.001997 | 0.002446 | 0.002862 | 0.003114 | 0.003413 | 0.003641 | 0.003891 | 0.00408 | 0.003955
-0.013998 | -0.013541 | -0.012446 | -0.011324 | -0.010392 | -0.009629 | -0.009021 | -0.008444 | -0.007826 | -0.007226 | -0.006525 | -0.005924 | -0.005446 | -0.005041 | -0.004691 | -0.004513 | -0.004164 | -0.003849 | -0.003351 | -0.002816 | -0.002231 | -0.00178 | -0.001369 | -0.000793 | -0.000505 | 0 | 0.000429 | 0.000741 | 0.000984 | 0.001312 | 0.001892 | 0.002302 | 0.002673 | 0.002984 | 0.003272 | 0.00348 | 0.003725 | 0.003929 | 0.003803
-0.013641 | -0.013141 | -0.012072 | -0.010968 | -0.010034 | -0.009302 | -0.008709 | -0.008186 | -0.007574 | -0.007004 | -0.006336 | -0.005733 | -0.005302 | -0.004881 | -0.004501 | -0.004336 | -0.003977 | -0.00367 | -0.003165 | -0.002677 | -0.002108 | -0.001677 | -0.001266 | -0.000717 | -0.000469 | 0 | 0.000443 | 0.000719 | 0.000987 | 0.001295 | 0.001817 | 0.002263 | 0.002597 | 0.002832 | 0.00315 | 0.003336 | 0.003586 | 0.003802 | 0.003678
-0.01324 | -0.012812 | -0.011776 | -0.010669 | -0.009741 | -0.009012 | -0.008455 | -0.007921 | -0.007366 | -0.006806 | -0.006151 | -0.005588 | -0.005116 | -0.004766 | -0.004372 | -0.004202 | -0.003806 | -0.003493 | -0.002996 | -0.002519 | -0.001965 | -0.001526 | -0.001216 | -0.000709 | -0.000401 | 0 | 0.000421 | 0.000735 | 0.000901 | 0.001233 | 0.001738 | 0.002125 | 0.002457 | 0.002705 | 0.002948 | 0.003144 | 0.003432 | 0.003627 | 0.003531
-0.012963 | -0.012526 | -0.01146 | -0.010376 | -0.009497 | -0.008818 | -0.008237 | -0.007756 | -0.007203 | -0.006655 | -0.006078 | -0.005531 | -0.005067 | -0.004688 | -0.004305 | -0.004096 | -0.003739 | -0.003381 | -0.002913 | -0.002445 | -0.001905 | -0.001504 | -0.001168 | -0.000709 | -0.000421 | 0 | 0.000394 | 0.000607 | 0.000867 | 0.00112 | 0.001566 | 0.001926 | 0.00222 | 0.002447 | 0.002718 | 0.00295 | 0.003161 | 0.003317 | 0.003263
-0.012556 | -0.012094 | -0.011085 | -0.01 | -0.009106 | -0.008448 | -0.007912 | -0.00743 | -0.006916 | -0.006403 | -0.005845 | -0.005322 | -0.004858 | -0.00449 | -0.004077 | -0.0039 | -0.003518 | -0.003187 | -0.002732 | -0.00224 | -0.001711 | -0.001365 | -0.001029 | -0.000612 | -0.000358 | 0 | 0.000362 | 0.000582 | 0.000794 | 0.001076 | 0.001481 | 0.00182 | 0.002085 | 0.002288 | 0.00255 | 0.002765 | 0.002988 | 0.003156 | 0.003097
-0.012256 | -0.011833 | -0.010811 | -0.009723 | -0.008847 | -0.008179 | -0.007641 | -0.007205 | -0.006664 | -0.006231 | -0.005666 | -0.005153 | -0.004692 | -0.004355 | -0.003922 | -0.003768 | -0.003388 | -0.003019 | -0.002562 | -0.00211 | -0.001613 | -0.001251 | -0.001012 | -0.000592 | -0.000358 | 0 | 0.000305 | 0.000542 | 0.000761 | 0.000997 | 0.001348 | 0.001665 | 0.001926 | 0.002122 | 0.002383 | 0.002545 | 0.00271 | 0.002895 | 0.002893
-0.01176 | -0.0113 | -0.010283 | -0.009246 | -0.008427 | -0.007822 | -0.007327 | -0.006869 | -0.006421 | -0.005961 | -0.005454 | -0.004984 | -0.004543 | -0.004161 | -0.003794 | -0.003571 | -0.0032 | -0.002849 | -0.002385 | -0.001974 | -0.001513 | -0.00117 | -0.000921 | -0.000576 | -0.000315 | 0 | 0.000316 | 0.000485 | 0.000681 | 0.000921 | 0.001287 | 0.001541 | 0.001791 | 0.001973 | 0.002185 | 0.002362 | 0.002561 | 0.002732 | 0.002685
-0.011379 | -0.010958 | -0.01 | -0.008956 | -0.008151 | -0.007538 | -0.007045 | -0.006597 | -0.006162 | -0.005754 | -0.005246 | -0.004761 | -0.004324 | -0.003973 | -0.003594 | -0.003397 | -0.003011 | -0.002688 | -0.002258 | -0.001842 | -0.00143 | -0.001122 | -0.000875 | -0.000512 | -0.000331 | 0 | 0.000262 | 0.000492 | 0.000674 | 0.000873 | 0.001192 | 0.00144 | 0.001669 | 0.001823 | 0.002031 | 0.002243 | 0.002427 | 0.002597 | 0.002559
-0.011025 | -0.010613 | -0.009661 | -0.008628 | -0.007851 | -0.007265 | -0.006778 | -0.006362 | -0.005939 | -0.005507 | -0.005047 | -0.004602 | -0.00416 | -0.003812 | -0.003424 | -0.003236 | -0.002912 | -0.002563 | -0.002164 | -0.001768 | -0.001352 | -0.001079 | -0.000784 | -0.000465 | -0.000297 | 0 | 0.000303 | 0.000496 | 0.000636 | 0.000861 | 0.001161 | 0.001407 | 0.001612 | 0.001794 | 0.002019 | 0.002148 | 0.002366 | 0.002561 | 0.00252
-0.010297 | -0.009914 | -0.009033 | -0.008008 | -0.007266 | -0.006727 | -0.00625 | -0.005862 | -0.005413 | -0.004992 | -0.004496 | -0.00402 | -0.003621 | -0.003284 | -0.002931 | -0.002741 | -0.002455 | -0.002171 | -0.001804 | -0.001487 | -0.001136 | -0.000906 | -0.000708 | -0.000399 | -0.000232 | 0 | 0.000235 | 0.000381 | 0.000531 | 0.000676 | 0.000933 | 0.001084 | 0.001239 | 0.001376 | 0.001523 | 0.001695 | 0.001924 | 0.002063 | 0.002019
-0.010098 | -0.009734 | -0.008788 | -0.0078 | -0.007088 | -0.006529 | -0.006043 | -0.005613 | -0.005177 | -0.004771 | -0.004293 | -0.003833 | -0.003423 | -0.003098 | -0.002754 | -0.002615 | -0.00231 | -0.002015 | -0.001708 | -0.001388 | -0.001101 | -0.000877 | -0.000659 | -0.000373 | -0.000278 | 0 | 0.000236 | 0.00033 | 0.000474 | 0.000582 | 0.00083 | 0.00098 | 0.00111 | 0.001229 | 0.001397 | 0.001539 | 0.001707 | 0.001868 | 0.00184
-0.009552 | -0.009168 | -0.008323 | -0.007401 | -0.006691 | -0.006165 | -0.005674 | -0.005293 | -0.004862 | -0.004467 | -0.003989 | -0.003549 | -0.003185 | -0.002868 | -0.002545 | -0.002382 | -0.002103 | -0.001858 | -0.001571 | -0.001288 | -0.001002 | -0.00079 | -0.000633 | -0.000361 | -0.000235 | 0 | 0.000223 | 0.000375 | 0.000485 | 0.00062 | 0.000833 | 0.000982 | 0.001151 | 0.001227 | 0.001411 | 0.001576 | 0.001742 | 0.001905 | 0.001832
-0.009285 | -0.008948 | -0.008149 | -0.007256 | -0.006581 | -0.006042 | -0.005584 | -0.005199 | -0.00476 | -0.004345 | -0.003885 | -0.003436 | -0.003074 | -0.002801 | -0.002488 | -0.002307 | -0.002039 | -0.001835 | -0.001554 | -0.001304 | -0.001025 | -0.000813 | -0.000636 | -0.000393 | -0.000203 | 0 | 0.000238 | 0.00038 | 0.000479 | 0.000599 | 0.000843 | 0.000941 | 0.001101 | 0.001215 | 0.001349 | 0.001485 | 0.001665 | 0.00178 | 0.00176
-0.009124 | -0.008764 | -0.007949 | -0.007092 | -0.006405 | -0.005868 | -0.005356 | -0.004956 | -0.004558 | -0.004156 | -0.003696 | -0.003277 | -0.002963 | -0.002657 | -0.00237 | -0.002257 | -0.002004 | -0.001785 | -0.001548 | -0.0013 | -0.001021 | -0.000844 | -0.000631 | -0.000378 | -0.000231 | 0 | 0.000254 | 0.000342 | 0.000516 | 0.000617 | 0.000834 | 0.000996 | 0.001136 | 0.001232 | 0.001391 | 0.001544 | 0.001689 | 0.00186 | 0.001855
-0.009125 | -0.008767 | -0.007991 | -0.007116 | -0.00645 | -0.005895 | -0.005421 | -0.005018 | -0.00459 | -0.004179 | -0.003721 | -0.003297 | -0.002951 | -0.002671 | -0.002366 | -0.002209 | -0.001974 | -0.001756 | -0.001529 | -0.00131 | -0.001029 | -0.000792 | -0.000616 | -0.000361 | -0.000181 | 0 | 0.000244 | 0.000422 | 0.000524 | 0.00065 | 0.000908 | 0.001069 | 0.001248 | 0.001338 | 0.001487 | 0.001642 | 0.001787 | 0.001925 | 0.001901
-0.009324 | -0.008977 | -0.008154 | -0.007263 | -0.006584 | -0.006037 | -0.005571 | -0.005139 | -0.0047 | -0.004289 | -0.003863 | -0.003433 | -0.003092 | -0.002799 | -0.002521 | -0.002375 | -0.002134 | -0.001905 | -0.001662 | -0.001382 | -0.001106 | -0.000896 | -0.000669 | -0.000396 | -0.000246 | 0 | 0.000253 | 0.000419 | 0.000523 | 0.000645 | 0.000935 | 0.001096 | 0.001242 | 0.001362 | 0.001504 | 0.001662 | 0.001795 | 0.001922 | 0.001874
-0.009427 | -0.009063 | -0.00825 | -0.007358 | -0.006604 | -0.006047 | -0.005575 | -0.005165 | -0.004743 | -0.004339 | -0.003879 | -0.003466 | -0.003121 | -0.002836 | -0.002544 | -0.002425 | -0.002167 | -0.00195 | -0.001703 | -0.001448 | -0.001174 | -0.000931 | -0.000683 | -0.000433 | -0.000256 | 0 | 0.000242 | 0.000372 | 0.000546 | 0.000709 | 0.000971 | 0.001142 | 0.001326 | 0.001445 | 0.001584 | 0.001761 | 0.001894 | 0.002025 | 0.002024
-0.009526 | -0.009168 | -0.008407 | -0.00756 | -0.006842 | -0.006255 | -0.005771 | -0.005341 | -0.004909 | -0.004517 | -0.004043 | -0.003646 | -0.003283 | -0.002978 | -0.002686 | -0.00254 | -0.002287 | -0.002037 | -0.001772 | -0.001461 | -0.001174 | -0.000939 | -0.000714 | -0.000433 | -0.000243 | 0 | 0.000279 | 0.000476 | 0.000591 | 0.000744 | 0.001026 | 0.001226 | 0.00144 | 0.001565 | 0.001702 | 0.001826 | 0.002003 | 0.002126 | 0.002062
-0.00973 | -0.009367 | -0.008544 | -0.00766 | -0.006947 | -0.006348 | -0.005837 | -0.005413 | -0.004966 | -0.004516 | -0.004093 | -0.003654 | -0.003314 | -0.003024 | -0.002744 | -0.002617 | -0.002374 | -0.002097 | -0.00185 | -0.001546 | -0.001253 | -0.000979 | -0.000757 | -0.000445 | -0.000272 | 0 | 0.000241 | 0.000449 | 0.000536 | 0.000724 | 0.001038 | 0.001261 | 0.001425 | 0.001544 | 0.001709 | 0.001877 | 0.002038 | 0.002159 | 0.002181
-0.009793 | -0.009417 | -0.008593 | -0.007655 | -0.006886 | -0.006375 | -0.005882 | -0.005455 | -0.00501 | -0.004604 | -0.00415 | -0.003733 | -0.003393 | -0.003108 | -0.002777 | -0.002653 | -0.002393 | -0.002136 | -0.001862 | -0.001552 | -0.001231 | -0.000986 | -0.000735 | -0.000423 | -0.000254 | 0 | 0.000259 | 0.000452 | 0.000606 | 0.000789 | 0.001078 | 0.001294 | 0.001494 | 0.001636 | 0.001801 | 0.001972 | 0.002146 | 0.002302 | 0.002235
-0.009801 | -0.009416 | -0.008592 | -0.007675 | -0.006997 | -0.006426 | -0.005955 | -0.005544 | -0.00507 | -0.004665 | -0.004254 | -0.003802 | -0.00345 | -0.003135 | -0.002837 | -0.002679 | -0.002435 | -0.002214 | -0.001898 | -0.001608 | -0.001283 | -0.000998 | -0.000746 | -0.000453 | -0.000281 | 0 | 0.000272 | 0.000483 | 0.000607 | 0.00078 | 0.001091 | 0.0013 | 0.001533 | 0.001675 | 0.001838 | 0.001998 | 0.002172 | 0.002298 | 0.002249
-0.009848 | -0.009459 | -0.008611 | -0.007721 | -0.006999 | -0.006452 | -0.005957 | -0.005539 | -0.005116 | -0.004685 | -0.00426 | -0.003797 | -0.003457 | -0.003163 | -0.002826 | -0.002703 | -0.002443 | -0.002219 | -0.001928 | -0.001612 | -0.001304 | -0.001035 | -0.000787 | -0.000468 | -0.000267 | 0 | 0.000269 | 0.000482 | 0.000582 | 0.000768 | 0.001097 | 0.001341 | 0.001539 | 0.001668 | 0.001838 | 0.00203 | 0.002204 | 0.002355 | 0.002298
-0.009729 | -0.009348 | -0.008524 | -0.007616 | -0.006906 | -0.006359 | -0.005873 | -0.005478 | -0.00504 | -0.004638 | -0.004206 | -0.003784 | -0.003431 | -0.003167 | -0.002812 | -0.002658 | -0.002461 | -0.002213 | -0.001909 | -0.001627 | -0.001288 | -0.001015 | -0.000783 | -0.000498 | -0.000294 | 0 | 0.000274 | 0.000445 | 0.000619 | 0.000782 | 0.001106 | 0.00134 | 0.001569 | 0.001722 | 0.001873 | 0.002044 | 0.002213 | 0.002386 | 0.002349
-0.009791 | -0.009422 | -0.00861 | -0.00773 | -0.00706 | -0.006474 | -0.005999 | -0.005584 | -0.005136 | -0.004706 | -0.004299 | -0.003857 | -0.003487 | -0.003198 | -0.002887 | -0.002757 | -0.002506 | -0.002266 | -0.001977 | -0.001675 | -0.001327 | -0.001031 | -0.000825 | -0.000507 | -0.00029 | 0 | 0.000283 | 0.000475 | 0.000609 | 0.000782 | 0.001125 | 0.001341 | 0.001575 | 0.001701 | 0.001865 | 0.002009 | 0.002199 | 0.002349 | 0.002276
-0.009875 | -0.009507 | -0.008627 | -0.007704 | -0.006982 | -0.006399 | -0.005909 | -0.005521 | -0.005071 | -0.00465 | -0.004219 | -0.003794 | -0.003463 | -0.00313 | -0.002822 | -0.002709 | -0.002439 | -0.002223 | -0.001935 | -0.001628 | -0.001314 | -0.001036 | -0.000786 | -0.00044 | -0.000291 | 0 | 0.000295 | 0.000498 | 0.000654 | 0.000805 | 0.001134 | 0.001406 | 0.001583 | 0.001742 | 0.001914 | 0.002082 | 0.002241 | 0.002406 | 0.002335
-0.00976 | -0.00938 | -0.008561 | -0.007683 | -0.006979 | -0.006398 | -0.005938 | -0.005526 | -0.005091 | -0.004701 | -0.004238 | -0.0038 | -0.003471 | -0.003157 | -0.002815 | -0.002712 | -0.002466 | -0.002217 | -0.001954 | -0.001646 | -0.001301 | -0.00098 | -0.000798 | -0.000428 | -0.000268 | 0 | 0.00032 | 0.000538 | 0.000653 | 0.000877 | 0.001175 | 0.001425 | 0.001661 | 0.001778 | 0.001938 | 0.002058 | 0.002237 | 0.00236 | 0.002306
-0.009866 | -0.009471 | -0.008596 | -0.007691 | -0.006972 | -0.00638 | -0.005891 | -0.005492 | -0.005058 | -0.004662 | -0.004213 | -0.003771 | -0.00343 | -0.003123 | -0.00282 | -0.002699 | -0.00246 | -0.002227 | -0.001977 | -0.001667 | -0.001332 | -0.001054 | -0.000792 | -0.000472 | -0.000254 | 0 | 0.000292 | 0.000489 | 0.000639 | 0.000811 | 0.001147 | 0.001386 | 0.001576 | 0.001717 | 0.001888 | 0.002026 | 0.002255 | 0.002372 | 0.002294
-0.009837 | -0.009449 | -0.008586 | -0.00769 | -0.00695 | -0.00638 | -0.005893 | -0.005474 | -0.005048 | -0.004653 | -0.004206 | -0.003787 | -0.003426 | -0.003118 | -0.002803 | -0.002686 | -0.002463 | -0.002205 | -0.001966 | -0.001659 | -0.001299 | -0.001007 | -0.000783 | -0.000433 | -0.000291 | 0 | 0.000321 | 0.000521 | 0.000655 | 0.000877 | 0.00116 | 0.001432 | 0.001616 | 0.001773 | 0.001951 | 0.002077 | 0.00228 | 0.002378 | 0.002298
-0.0098 | -0.009416 | -0.008594 | -0.007707 | -0.007005 | -0.006412 | -0.005942 | -0.005523 | -0.005086 | -0.004663 | -0.004238 | -0.003834 | -0.003456 | -0.003185 | -0.002844 | -0.002742 | -0.002518 | -0.002282 | -0.002001 | -0.001714 | -0.001353 | -0.001086 | -0.000825 | -0.00051 | -0.000302 | 0 | 0.000271 | 0.000482 | 0.000622 | 0.000815 | 0.001123 | 0.001363 | 0.001613 | 0.001727 | 0.001879 | 0.00204 | 0.002232 | 0.002337 | 0.002241
-0.00983 | -0.009449 | -0.008569 | -0.00769 | -0.006967 | -0.006411 | -0.005892 | -0.00551 | -0.00505 | -0.004655 | -0.004218 | -0.003786 | -0.003437 | -0.003139 | -0.002824 | -0.002694 | -0.002485 | -0.002267 | -0.001994 | -0.001704 | -0.001344 | -0.001069 | -0.000846 | -0.000525 | -0.000295 | 0 | 0.000289 | 0.000496 | 0.00064 | 0.000813 | 0.001149 | 0.001415 | 0.001633 | 0.001739 | 0.001898 | 0.002073 | 0.002183 | 0.002298 | 0.002238
-0.009914 | -0.009503 | -0.008647 | -0.007749 | -0.007 | -0.006422 | -0.005903 | -0.005508 | -0.005063 | -0.004654 | -0.004213 | -0.003777 | -0.003408 | -0.003091 | -0.00281 | -0.002699 | -0.002456 | -0.002221 | -0.001976 | -0.001704 | -0.001347 | -0.001022 | -0.000813 | -0.000486 | -0.000274 | 0 | 0.000291 | 0.000488 | 0.000647 | 0.000828 | 0.001175 | 0.001441 | 0.001681 | 0.001755 | 0.001901 | 0.002075 | 0.002225 | 0.002329 | 0.00223
-0.009922 | -0.009521 | -0.008689 | -0.007774 | -0.007045 | -0.006446 | -0.005926 | -0.005547 | -0.005041 | -0.004659 | -0.004208 | -0.003812 | -0.003425 | -0.003123 | -0.002821 | -0.002739 | -0.002488 | -0.002299 | -0.001997 | -0.001709 | -0.001365 | -0.001024 | -0.000825 | -0.000484 | -0.000301 | 0 | 0.000288 | 0.000461 | 0.00065 | 0.000833 | 0.001138 | 0.001418 | 0.001634 | 0.001736 | 0.001898 | 0.002007 | 0.002168 | 0.002318 | 0.002175
-0.010227 | -0.00979 | -0.008892 | -0.007938 | -0.007171 | -0.006544 | -0.006021 | -0.005579 | -0.005127 | -0.004664 | -0.004259 | -0.003829 | -0.00344 | -0.003142 | -0.00278 | -0.002716 | -0.002496 | -0.002265 | -0.002006 | -0.001698 | -0.001349 | -0.001056 | -0.000848 | -0.000478 | -0.000288 | 0 | 0.000316 | 0.000497 | 0.000656 | 0.000838 | 0.001177 | 0.001377 | 0.001641 | 0.001722 | 0.001904 | 0.002 | 0.002145 | 0.00226 | 0.0021
-0.010068 | -0.009658 | -0.008793 | -0.007849 | -0.007102 | -0.006478 | -0.005957 | -0.005544 | -0.005043 | -0.004658 | -0.00421 | -0.003753 | -0.003343 | -0.003083 | -0.00276 | -0.002659 | -0.002428 | -0.002233 | -0.001965 | -0.001709 | -0.001346 | -0.001051 | -0.00082 | -0.000475 | -0.000259 | 0 | 0.000289 | 0.000472 | 0.000655 | 0.000805 | 0.001198 | 0.001448 | 0.001673 | 0.001765 | 0.001901 | 0.002044 | 0.002178 | 0.00229 | 0.00212
-0.010067 | -0.009635 | -0.008759 | -0.007802 | -0.007056 | -0.006419 | -0.0059 | -0.005472 | -0.004978 | -0.004583 | -0.004122 | -0.003748 | -0.003316 | -0.00302 | -0.002679 | -0.002634 | -0.002382 | -0.002154 | -0.001946 | -0.001663 | -0.001268 | -0.001026 | -0.000777 | -0.000436 | -0.00023 | 0 | 0.000347 | 0.000496 | 0.000687 | 0.00084 | 0.001202 | 0.001457 | 0.001714 | 0.001774 | 0.001923 | 0.002031 | 0.002164 | 0.002268 | 0.002085
-0.010027 | -0.009594 | -0.00869 | -0.007759 | -0.006993 | -0.006405 | -0.005828 | -0.005385 | -0.004941 | -0.004564 | -0.004092 | -0.003625 | -0.0033 | -0.00301 | -0.002648 | -0.002613 | -0.002404 | -0.002154 | -0.001919 | -0.001666 | -0.001307 | -0.001018 | -0.000827 | -0.000426 | -0.000267 | 0 | 0.000302 | 0.000438 | 0.00068 | 0.000848 | 0.001164 | 0.001429 | 0.00168 | 0.001733 | 0.001872 | 0.001996 | 0.002152 | 0.002209 | 0.002061
-0.00994 | -0.009528 | -0.008666 | -0.007721 | -0.006975 | -0.006322 | -0.005811 | -0.005374 | -0.004916 | -0.004525 | -0.004031 | -0.003609 | -0.003221 | -0.002965 | -0.002604 | -0.002607 | -0.002348 | -0.002136 | -0.001905 | -0.001665 | -0.00128 | -0.001012 | -0.000814 | -0.000442 | -0.000293 | 0 | 0.000349 | 0.000466 | 0.000633 | 0.000777 | 0.001169 | 0.001438 | 0.001675 | 0.001718 | 0.001842 | 0.002021 | 0.00213 | 0.002205 | 0.002054
-0.009915 | -0.009515 | -0.008608 | -0.007684 | -0.006949 | -0.00631 | -0.005791 | -0.005355 | -0.00487 | -0.004488 | -0.003984 | -0.003595 | -0.003176 | -0.002917 | -0.002588 | -0.002583 | -0.002342 | -0.002123 | -0.001921 | -0.001644 | -0.001289 | -0.001054 | -0.000774 | -0.000478 | -0.000322 | 0 | 0.000276 | 0.000476 | 0.00064 | 0.000761 | 0.001162 | 0.001416 | 0.001618 | 0.001683 | 0.001856 | 0.001959 | 0.002049 | 0.002121 | 0.002
-0.009972 | -0.009542 | -0.008628 | -0.007693 | -0.00694 | -0.006308 | -0.005778 | -0.005357 | -0.004866 | -0.004486 | -0.00399 | -0.003614 | -0.003196 | -0.002899 | -0.00259 | -0.002559 | -0.002308 | -0.002125 | -0.001906 | -0.001685 | -0.001264 | -0.001029 | -0.000836 | -0.000459 | -0.000312 | 0 | 0.000289 | 0.000457 | 0.000609 | 0.00076 | 0.001156 | 0.001393 | 0.001602 | 0.001638 | 0.001798 | 0.001924 | 0.002053 | 0.002137 | 0.00194
-0.009925 | -0.009506 | -0.008617 | -0.007668 | -0.006905 | -0.006248 | -0.005727 | -0.005288 | -0.004814 | -0.004451 | -0.003959 | -0.003501 | -0.003125 | -0.002836 | -0.002529 | -0.002469 | -0.002243 | -0.002039 | -0.001797 | -0.001597 | -0.001212 | -0.000932 | -0.000744 | -0.000379 | -0.000204 | 0 | 0.000353 | 0.000529 | 0.000674 | 0.000841 | 0.00123 | 0.001459 | 0.001673 | 0.001701 | 0.001829 | 0.00191 | 0.002128 | 0.002126 | 0.001973
-0.010152 | -0.009686 | -0.008729 | -0.007736 | -0.007 | -0.006339 | -0.005764 | -0.005386 | -0.004901 | -0.004499 | -0.004066 | -0.003591 | -0.00322 | -0.002868 | -0.002563 | -0.002533 | -0.002302 | -0.002093 | -0.001845 | -0.001604 | -0.001247 | -0.000947 | -0.000761 | -0.000432 | -0.000211 | 0 | 0.000286 | 0.000437 | 0.000592 | 0.000789 | 0.001148 | 0.001419 | 0.001605 | 0.001646 | 0.001788 | 0.001854 | 0.002041 | 0.002131 | 0.001863
-0.010178 | -0.009736 | -0.008785 | -0.00778 | -0.006992 | -0.00635 | -0.005791 | -0.005403 | -0.00498 | -0.004608 | -0.00412 | -0.003667 | -0.003213 | -0.002944 | -0.002613 | -0.002622 | -0.002352 | -0.002065 | -0.001824 | -0.001565 | -0.001206 | -0.000956 | -0.000782 | -0.000397 | -0.000305 | 0 | 0.000321 | 0.000456 | 0.000618 | 0.000693 | 0.001082 | 0.001337 | 0.00156 | 0.001564 | 0.001706 | 0.001743 | 0.001895 | 0.00196 | 0.001837
-0.010129 | -0.009719 | -0.008772 | -0.007782 | -0.007041 | -0.00637 | -0.005833 | -0.00546 | -0.005024 | -0.004614 | -0.004171 | -0.00371 | -0.003274 | -0.003009 | -0.002599 | -0.002571 | -0.002296 | -0.002069 | -0.00176 | -0.001466 | -0.001119 | -0.000844 | -0.000688 | -0.00026 | -0.000178 | 0 | 0.000311 | 0.000525 | 0.000673 | 0.000763 | 0.001211 | 0.001372 | 0.001492 | 0.001573 | 0.001707 | 0.001765 | 0.001908 | 0.001997 | 0.001818
-0.010298 | -0.009828 | -0.008826 | -0.007809 | -0.007038 | -0.006411 | -0.00587 | -0.005492 | -0.005084 | -0.004716 | -0.004252 | -0.003769 | -0.003364 | -0.003062 | -0.002666 | -0.002676 | -0.002361 | -0.002086 | -0.001775 | -0.001504 | -0.001107 | -0.000891 | -0.000688 | -0.000323 | -0.000261 | 0 | 0.000235 | 0.000437 | 0.000611 | 0.000666 | 0.001016 | 0.001262 | 0.001452 | 0.001434 | 0.001572 | 0.001671 | 0.001722 | 0.001799 | 0.001736
-0.010158 | -0.009683 | -0.008745 | -0.007753 | -0.006954 | -0.006318 | -0.005807 | -0.005457 | -0.00507 | -0.004699 | -0.004275 | -0.003772 | -0.003352 | -0.003041 | -0.002694 | -0.002605 | -0.002326 | -0.002045 | -0.00173 | -0.001442 | -0.001 | -0.000798 | -0.000673 | -0.000233 | -0.00024 | 0 | 0.00034 | 0.000372 | 0.000519 | 0.00069 | 0.00103 | 0.001175 | 0.001321 | 0.001405 | 0.001461 | 0.00158 | 0.001651 | 0.001823 | 0.001696
-0.010099 | -0.009646 | -0.008707 | -0.007661 | -0.006885 | -0.006263 | -0.00573 | -0.005407 | -0.005019 | -0.004702 | -0.004222 | -0.003807 | -0.003346 | -0.003014 | -0.002611 | -0.002593 | -0.002286 | -0.001959 | -0.00163 | -0.001348 | -0.000997 | -0.000766 | -0.000622 | -0.000284 | -0.000172 | 0 | 0.000278 | 0.000407 | 0.000522 | 0.000593 | 0.000951 | 0.001174 | 0.001296 | 0.001263 | 0.001376 | 0.001509 | 0.001647 | 0.001697 | 0.001618
-0.010031 | -0.009588 | -0.008559 | -0.007586 | -0.006834 | -0.006177 | -0.00562 | -0.005295 | -0.004938 | -0.004632 | -0.004182 | -0.003707 | -0.003242 | -0.00296 | -0.00258 | -0.002537 | -0.002291 | -0.001948 | -0.001584 | -0.001262 | -0.000876 | -0.000743 | -0.000563 | -0.000264 | -0.000167 | 0 | 0.000269 | 0.000352 | 0.000473 | 0.000569 | 0.000917 | 0.001055 | 0.001206 | 0.001189 | 0.001344 | 0.00145 | 0.001489 | 0.001634 | 0.001558
-0.009732 | -0.009327 | -0.008388 | -0.007424 | -0.006672 | -0.006036 | -0.005517 | -0.00518 | -0.004809 | -0.004542 | -0.0041 | -0.003613 | -0.003165 | -0.002817 | -0.002437 | -0.0025 | -0.0022 | -0.001818 | -0.001508 | -0.001275 | -0.000873 | -0.000698 | -0.000554 | -0.000192 | -0.000195 | 0 | 0.000255 | 0.000403 | 0.000476 | 0.000533 | 0.000893 | 0.001057 | 0.001233 | 0.001155 | 0.001274 | 0.00134 | 0.001461 | 0.001699 | 0.001534
-0.009983 | -0.009558 | -0.008553 | -0.007575 | -0.006843 | -0.006132 | -0.005606 | -0.005237 | -0.004902 | -0.004531 | -0.004133 | -0.003665 | -0.003196 | -0.002951 | -0.002417 | -0.002415 | -0.002177 | -0.001796 | -0.001512 | -0.00128 | -0.000892 | -0.000765 | -0.000591 | -0.00021 | -0.000188 | 0 | 0.000413 | 0.000373 | 0.000531 | 0.00054 | 0.0009 | 0.001037 | 0.001194 | 0.00108 | 0.001286 | 0.001297 | 0.001443 | 0.001495 | 0.001448
-0.009556 | -0.00909 | -0.008089 | -0.007206 | -0.006458 | -0.005793 | -0.005275 | -0.004892 | -0.004535 | -0.004288 | -0.003882 | -0.003387 | -0.002943 | -0.002566 | -0.002189 | -0.002237 | -0.001995 | -0.00166 | -0.001368 | -0.001057 | -0.000739 | -0.000494 | -0.000502 | -9.2e-05 | -7.5e-05 | 0 | 0.000354 | 0.000612 | 0.000578 | 0.000645 | 0.001112 | 0.001335 | 0.001421 | 0.001462 | 0.001566 | 0.001581 | 0.001759 | 0.001901 | 0.0017

## ACS218_CC_tcarray
-0.012819 | -0.013831 | -0.013649 | -0.011399 | -0.00958 | -0.010042 | -0.009079 | -0.00741 | -0.005467 | -0.002703 | -0.002979 | -0.000869 | -0.000667 | -0.001446 | -0.000905 | -0.002024 | -0.000634 | 0.000303 | 0.002684 | 0.002984 | 0.00303 | 0.003184 | 0.001919 | 0.000783 | 0.000308 | 0 | -0.000713 | -0.00185 | -0.001854 | -0.003806 | -0.00512 | -0.005849 | -0.005559 | -0.008336 | -0.00952 | -0.011612 | -0.013333 | -0.016222 | -0.017969
-0.018883 | -0.018881 | -0.017175 | -0.015435 | -0.013269 | -0.01368 | -0.011318 | -0.009806 | -0.008188 | -0.00569 | -0.005587 | -0.004419 | -0.003211 | -0.003916 | -0.003181 | -0.003525 | -0.001957 | -0.001552 | 0.00054 | 0.002179 | 0.002105 | 0.002188 | 0.001318 | 0.000254 | 0.000991 | 0 | -0.001257 | -0.002051 | -0.002034 | -0.002781 | -0.003593 | -0.004517 | -0.005134 | -0.007094 | -0.008447 | -0.009531 | -0.01164 | -0.013655 | -0.015249
-0.018959 | -0.018769 | -0.018 | -0.016273 | -0.014435 | -0.014272 | -0.012555 | -0.011165 | -0.009446 | -0.006651 | -0.006469 | -0.00481 | -0.004064 | -0.004033 | -0.003727 | -0.003894 | -0.003082 | -0.002174 | 0.000561 | 0.00164 | 0.001331 | 0.001668 | 0.000868 | 0.000858 | 0.000701 | 0 | -0.000118 | -0.001571 | -0.001361 | -0.00243 | -0.002682 | -0.00343 | -0.004069 | -0.005458 | -0.006766 | -0.008712 | -0.009475 | -0.011291 | -0.013738
-0.018466 | -0.019126 | -0.018163 | -0.015913 | -0.0143 | -0.014323 | -0.01263 | -0.011024 | -0.009312 | -0.007187 | -0.006927 | -0.005288 | -0.004115 | -0.004615 | -0.004001 | -0.004351 | -0.003239 | -0.00183 | -0.000129 | 0.00097 | 0.001246 | 0.001457 | 0.001315 | 0.000294 | 0.000203 | 0 | -0.000678 | -0.000303 | -0.000661 | -0.001221 | -0.001719 | -0.002728 | -0.002903 | -0.004343 | -0.005789 | -0.006359 | -0.008195 | -0.009684 | -0.011713
-0.022253 | -0.022025 | -0.020096 | -0.018082 | -0.016046 | -0.015813 | -0.013828 | -0.012115 | -0.010424 | -0.00843 | -0.008201 | -0.00691 | -0.005775 | -0.00578 | -0.004976 | -0.004898 | -0.004184 | -0.003003 | -0.001178 | -0.000289 | 0.000505 | 0.00048 | -0.000175 | 0.0001 | 0.000869 | 0 | -0.000418 | -0.001627 | -0.001344 | -0.001561 | -0.002023 | -0.002887 | -0.002946 | -0.004707 | -0.005132 | -0.007014 | -0.007816 | -0.010059 | -0.011682
-0.018705 | -0.018714 | -0.018396 | -0.016684 | -0.014839 | -0.014525 | -0.013065 | -0.011445 | -0.009793 | -0.007528 | -0.007445 | -0.005968 | -0.005095 | -0.004799 | -0.004297 | -0.004571 | -0.003523 | -0.002731 | -0.001001 | 7e-05 | 0.000601 | 0.000618 | 0.000142 | 0.000584 | 0.000142 | 0 | -8.4e-05 | -0.000671 | -0.000552 | -0.001066 | -0.001433 | -0.002162 | -0.002147 | -0.002592 | -0.003836 | -0.004937 | -0.00629 | -0.007719 | -0.009613
-0.01892 | -0.018931 | -0.017507 | -0.015445 | -0.013747 | -0.01354 | -0.011934 | -0.010243 | -0.008579 | -0.006821 | -0.006485 | -0.00531 | -0.004349 | -0.00441 | -0.003819 | -0.00372 | -0.003261 | -0.002341 | -0.00098 | 6.6e-05 | 7e-05 | 0.000245 | 0.000206 | 7.4e-05 | 0.000216 | 0 | -0.000198 | -0.000333 | -0.000351 | -0.000292 | -0.001221 | -0.001837 | -0.001877 | -0.002726 | -0.003645 | -0.004572 | -0.00587 | -0.006789 | -0.008815
-0.018642 | -0.018234 | -0.016773 | -0.015408 | -0.013594 | -0.013325 | -0.011596 | -0.010209 | -0.008474 | -0.006993 | -0.00645 | -0.005385 | -0.004687 | -0.004729 | -0.003985 | -0.004158 | -0.003332 | -0.002919 | -0.001561 | -0.000676 | -0.000546 | -0.000308 | -0.00049 | -0.000275 | 0.000291 | 0 | -0.000587 | -0.000996 | -0.000347 | -0.000922 | -0.001257 | -0.001505 | -0.001349 | -0.002543 | -0.003429 | -0.004489 | -0.005143 | -0.00662 | -0.008251
-0.0147 | -0.014787 | -0.014703 | -0.013299 | -0.011904 | -0.011472 | -0.010089 | -0.008655 | -0.007454 | -0.005742 | -0.005227 | -0.004163 | -0.003302 | -0.003468 | -0.003187 | -0.003148 | -0.002788 | -0.002304 | -0.001154 | -0.000495 | -0.000352 | -0.000101 | 0.000227 | -0.000167 | 6.1e-05 | 0 | -0.000244 | -0.000391 | -0.000587 | -0.000571 | -0.000737 | -0.00145 | -0.001472 | -0.001976 | -0.002623 | -0.003449 | -0.004133 | -0.005621 | -0.00733
-0.016036 | -0.016018 | -0.0145 | -0.012942 | -0.011412 | -0.011128 | -0.009527 | -0.00815 | -0.006749 | -0.00545 | -0.005036 | -0.003992 | -0.003243 | -0.003311 | -0.002686 | -0.002843 | -0.002515 | -0.002081 | -0.001153 | -0.000405 | -0.000305 | -6e-05 | -7.5e-05 | -8.8e-05 | 0.000156 | 0 | 6e-06 | -0.000535 | -7.3e-05 | -0.000461 | -0.000659 | -0.000919 | -0.001404 | -0.001888 | -0.002412 | -0.002906 | -0.004192 | -0.0051 | -0.00662
-0.014123 | -0.013685 | -0.013038 | -0.012144 | -0.010776 | -0.010444 | -0.009188 | -0.007915 | -0.006679 | -0.005376 | -0.004819 | -0.003997 | -0.003206 | -0.003243 | -0.002863 | -0.002871 | -0.002491 | -0.001988 | -0.001307 | -0.000965 | -0.000499 | -0.000335 | -0.000517 | -2.2e-05 | 0.000194 | 0 | -9.3e-05 | -0.000521 | -0.000231 | -0.000332 | -0.000665 | -0.000461 | -0.000822 | -0.00146 | -0.002243 | -0.003072 | -0.003608 | -0.00471 | -0.006116
-0.012026 | -0.012203 | -0.011946 | -0.010718 | -0.009684 | -0.009366 | -0.008057 | -0.006755 | -0.00582 | -0.004494 | -0.003914 | -0.00313 | -0.002389 | -0.002273 | -0.002049 | -0.002124 | -0.001822 | -0.001483 | -0.000728 | -0.000265 | 8e-06 | 0.000243 | 0.000357 | -2.9e-05 | 0.000128 | 0 | 0.000333 | 0.000158 | 7.5e-05 | -9.7e-05 | -0.000126 | -0.001 | -0.000578 | -0.001188 | -0.001573 | -0.002187 | -0.002872 | -0.003862 | -0.005501
-0.013726 | -0.013575 | -0.012267 | -0.011222 | -0.010022 | -0.009681 | -0.008339 | -0.007288 | -0.006108 | -0.005075 | -0.004721 | -0.00362 | -0.003029 | -0.002981 | -0.002498 | -0.002584 | -0.002463 | -0.002005 | -0.001449 | -0.000924 | -0.000784 | -0.000389 | -0.000509 | -0.000308 | -2e-05 | 0 | -0.000215 | -0.000558 | -0.000319 | -0.000287 | -0.000692 | -0.00087 | -0.001013 | -0.001457 | -0.002027 | -0.002681 | -0.003289 | -0.004125 | -0.005333
-0.011209 | -0.010979 | -0.010826 | -0.010161 | -0.009095 | -0.00884 | -0.007753 | -0.006702 | -0.005592 | -0.004541 | -0.003917 | -0.003341 | -0.00277 | -0.002548 | -0.002247 | -0.002383 | -0.001958 | -0.001594 | -0.001139 | -0.000676 | -0.000332 | -0.000344 | -0.000128 | 0.000151 | 0.000242 | 0 | 0.0002 | -1.1e-05 | 6.4e-05 | -0.000206 | -0.000491 | -0.000435 | -0.000617 | -0.000801 | -0.001481 | -0.002128 | -0.00244 | -0.003336 | -0.004686
-0.010829 | -0.011038 | -0.010521 | -0.009644 | -0.0088 | -0.008584 | -0.007569 | -0.006701 | -0.00577 | -0.004527 | -0.004311 | -0.003459 | -0.002919 | -0.002854 | -0.00246 | -0.002321 | -0.002207 | -0.001905 | -0.00134 | -0.000819 | -0.000747 | -0.000481 | -0.000404 | -0.000473 | -0.000349 | 0 | -0.000355 | -0.000385 | -0.000416 | -0.000486 | -0.000656 | -0.001059 | -0.000933 | -0.001535 | -0.001772 | -0.002127 | -0.002925 | -0.003814 | -0.004814
-0.011606 | -0.011228 | -0.010271 | -0.009659 | -0.008619 | -0.008384 | -0.007354 | -0.006458 | -0.005544 | -0.004748 | -0.004258 | -0.003564 | -0.002892 | -0.002859 | -0.002386 | -0.002335 | -0.00207 | -0.001705 | -0.001272 | -0.000735 | -0.000493 | -0.00035 | -0.000311 | 6.7e-05 | 0.000198 | 0 | -0.000103 | -0.00026 | -1.4e-05 | -0.000242 | -0.000365 | -0.000429 | -0.000671 | -0.000928 | -0.001536 | -0.002078 | -0.002483 | -0.003297 | -0.004354
-0.00944 | -0.009382 | -0.009434 | -0.008825 | -0.008131 | -0.007907 | -0.00706 | -0.006174 | -0.005296 | -0.004317 | -0.003966 | -0.003235 | -0.00277 | -0.002481 | -0.002281 | -0.002217 | -0.002006 | -0.00157 | -0.001024 | -0.000747 | -0.000297 | -0.000255 | -9.4e-05 | -9.5e-05 | 9.6e-05 | 0 | 4.9e-05 | 8e-06 | 6.1e-05 | -0.000309 | -0.000382 | -0.000602 | -0.000703 | -0.00087 | -0.001203 | -0.001753 | -0.002121 | -0.002922 | -0.004037
-0.010241 | -0.010317 | -0.009578 | -0.008893 | -0.00805 | -0.007777 | -0.006895 | -0.006155 | -0.005298 | -0.004449 | -0.004227 | -0.003556 | -0.003011 | -0.002882 | -0.002339 | -0.002382 | -0.002147 | -0.001777 | -0.001213 | -0.00064 | -0.000668 | -0.000346 | -0.000317 | -0.000342 | -0.000283 | 0 | -0.000313 | -0.000472 | -0.000349 | -0.000333 | -0.000641 | -0.000891 | -0.000952 | -0.001298 | -0.001637 | -0.001834 | -0.002631 | -0.003178 | -0.004214
-0.00953 | -0.009191 | -0.008726 | -0.008428 | -0.007604 | -0.007455 | -0.006558 | -0.005821 | -0.005068 | -0.00442 | -0.003998 | -0.003461 | -0.002939 | -0.002735 | -0.002299 | -0.002165 | -0.001954 | -0.001495 | -0.000966 | -0.000532 | -0.000329 | -0.000122 | -0.000137 | 0.000192 | 0.000287 | 0 | 0.000128 | -0.000142 | -2.8e-05 | -0.000111 | -0.000371 | -0.000343 | -0.000559 | -0.000777 | -0.001141 | -0.001685 | -0.002035 | -0.002714 | -0.003561
-0.008398 | -0.008476 | -0.008563 | -0.00805 | -0.007473 | -0.007233 | -0.006528 | -0.005829 | -0.005135 | -0.004387 | -0.004082 | -0.003507 | -0.002953 | -0.002804 | -0.002476 | -0.002417 | -0.002109 | -0.001694 | -0.00118 | -0.000697 | -0.000558 | -0.000376 | -0.000175 | -0.000342 | -0.00021 | 0 | -0.00027 | -0.000236 | -0.00014 | -0.000411 | -0.000658 | -0.000945 | -0.000935 | -0.001199 | -0.001478 | -0.001887 | -0.002159 | -0.002848 | -0.003779
-0.009636 | -0.009486 | -0.008588 | -0.008081 | -0.007309 | -0.007111 | -0.006376 | -0.00569 | -0.005085 | -0.004385 | -0.004156 | -0.003532 | -0.003075 | -0.002863 | -0.002398 | -0.002268 | -0.001965 | -0.001479 | -0.001027 | -0.000458 | -0.000403 | -0.000178 | -0.00011 | -3e-05 | -4.1e-05 | 0 | -4.7e-05 | -0.000317 | -0.000169 | -0.000345 | -0.000568 | -0.000697 | -0.000878 | -0.001228 | -0.001466 | -0.001762 | -0.002428 | -0.002973 | -0.003719
-0.00851 | -0.008292 | -0.008113 | -0.007765 | -0.007113 | -0.006911 | -0.006204 | -0.005654 | -0.004926 | -0.004444 | -0.003999 | -0.003562 | -0.003023 | -0.002812 | -0.002435 | -0.002216 | -0.001955 | -0.0014 | -0.000893 | -0.00054 | -0.000154 | -0.00015 | -0.000137 | 0.000218 | 0.000248 | 0 | 4e-05 | -0.000165 | -6.4e-05 | -0.000297 | -0.000431 | -0.000618 | -0.000635 | -0.000891 | -0.001288 | -0.00171 | -0.001973 | -0.002547 | -0.003435
-0.008064 | -0.008133 | -0.007939 | -0.007414 | -0.006897 | -0.006719 | -0.006085 | -0.005519 | -0.004935 | -0.004307 | -0.004238 | -0.003572 | -0.003217 | -0.002912 | -0.002506 | -0.002413 | -0.002087 | -0.001606 | -0.001042 | -0.000533 | -0.000503 | -0.000337 | -7.6e-05 | -0.000371 | -0.000204 | 0 | -0.000251 | -0.000299 | -0.000351 | -0.000625 | -0.000877 | -0.001158 | -0.001196 | -0.001455 | -0.001693 | -0.001978 | -0.002432 | -0.003009 | -0.003776
-0.008648 | -0.008418 | -0.007619 | -0.007233 | -0.006571 | -0.006345 | -0.00575 | -0.005231 | -0.004645 | -0.004177 | -0.004009 | -0.003515 | -0.003059 | -0.002792 | -0.002311 | -0.002183 | -0.001897 | -0.001316 | -0.000772 | -0.00031 | -0.000182 | -6e-06 | -0.000159 | 0.000181 | 4.4e-05 | 0 | -3.1e-05 | -0.000397 | -0.000184 | -0.000401 | -0.000708 | -0.000896 | -0.000976 | -0.001322 | -0.001551 | -0.001944 | -0.002422 | -0.002886 | -0.003569
-0.007563 | -0.007369 | -0.007324 | -0.006945 | -0.006369 | -0.00614 | -0.005501 | -0.005003 | -0.004502 | -0.004003 | -0.003836 | -0.003378 | -0.00291 | -0.002649 | -0.002337 | -0.002092 | -0.001739 | -0.001205 | -0.000671 | -0.00029 | -4.1e-05 | -3.8e-05 | 1.4e-05 | 0.000177 | 0.000156 | 0 | 0 | -0.000192 | -0.000361 | -0.000653 | -0.000868 | -0.001117 | -0.001165 | -0.001479 | -0.001825 | -0.00221 | -0.002436 | -0.003084 | -0.003904
-0.007325 | -0.007364 | -0.006811 | -0.006267 | -0.005774 | -0.005553 | -0.005017 | -0.004564 | -0.004174 | -0.00373 | -0.003782 | -0.003249 | -0.002882 | -0.002531 | -0.002137 | -0.002101 | -0.001733 | -0.00124 | -0.000656 | -0.000123 | -0.000184 | -0.000138 | 2.8e-05 | -8.1e-05 | -0.00017 | 0 | -0.000318 | -0.000475 | -0.0006 | -0.001009 | -0.001235 | -0.001597 | -0.001693 | -0.002074 | -0.002309 | -0.00258 | -0.003166 | -0.003704 | -0.004419
-0.007332 | -0.007033 | -0.006432 | -0.005998 | -0.005312 | -0.005138 | -0.00459 | -0.004184 | -0.003753 | -0.003425 | -0.00335 | -0.002985 | -0.002605 | -0.002372 | -0.001872 | -0.00175 | -0.001428 | -0.000821 | -0.000282 | 0.000109 | 0.000225 | 0.00025 | 1.7e-05 | 0.000367 | 0.000301 | 0 | -0.000114 | -0.000418 | -0.000481 | -0.000898 | -0.001228 | -0.001472 | -0.001724 | -0.002076 | -0.002405 | -0.002833 | -0.0033 | -0.003916 | -0.004645
-0.006346 | -0.006254 | -0.006106 | -0.005559 | -0.005071 | -0.00484 | -0.004308 | -0.00397 | -0.003523 | -0.003175 | -0.003321 | -0.002835 | -0.002524 | -0.002175 | -0.001814 | -0.001767 | -0.00142 | -0.000792 | -0.000259 | 9.7e-05 | 0.000236 | 0.000179 | 0.000177 | 0.00024 | 0.000152 | 0 | -0.000212 | -0.000454 | -0.000644 | -0.00127 | -0.001636 | -0.00193 | -0.002183 | -0.002467 | -0.002819 | -0.003385 | -0.003752 | -0.004553 | -0.005364
-0.00661 | -0.00647 | -0.005724 | -0.005157 | -0.004568 | -0.004361 | -0.003884 | -0.003585 | -0.003238 | -0.002943 | -0.00313 | -0.002676 | -0.002368 | -0.002038 | -0.001604 | -0.001553 | -0.00128 | -0.000626 | -8.8e-05 | 0.000388 | 0.000263 | 0.000205 | 0.000165 | 0.000245 | 5.1e-05 | 0 | -0.000288 | -0.000603 | -0.000877 | -0.001421 | -0.001876 | -0.002287 | -0.002458 | -0.002964 | -0.003267 | -0.003687 | -0.004358 | -0.005043 | -0.005901
-0.005956 | -0.005661 | -0.005253 | -0.004781 | -0.004102 | -0.003954 | -0.00341 | -0.003147 | -0.00274 | -0.002575 | -0.002692 | -0.002389 | -0.002009 | -0.001813 | -0.001367 | -0.001332 | -0.001014 | -0.000341 | 0.00015 | 0.000537 | 0.000632 | 0.00045 | 0.00022 | 0.000552 | 0.000323 | 0 | -0.000108 | -0.000552 | -0.000823 | -0.001369 | -0.001857 | -0.002258 | -0.002462 | -0.00295 | -0.003327 | -0.003931 | -0.004414 | -0.005256 | -0.006174
-0.005307 | -0.005267 | -0.004952 | -0.00434 | -0.003855 | -0.003644 | -0.003271 | -0.002965 | -0.002653 | -0.002389 | -0.002677 | -0.002292 | -0.002053 | -0.001683 | -0.001372 | -0.001314 | -0.000943 | -0.000389 | 0.000128 | 0.000485 | 0.00046 | 0.00029 | 0.00024 | 0.000275 | 0.000113 | 0 | -0.000367 | -0.000589 | -0.001031 | -0.001732 | -0.0022 | -0.002715 | -0.002973 | -0.003397 | -0.003773 | -0.004371 | -0.004922 | -0.005863 | -0.006775
-0.005777 | -0.005521 | -0.004645 | -0.004027 | -0.003366 | -0.003124 | -0.002691 | -0.00242 | -0.002212 | -0.002056 | -0.002297 | -0.001956 | -0.001682 | -0.001433 | -0.000975 | -0.001066 | -0.00073 | -4.8e-05 | 0.000395 | 0.000856 | 0.000669 | 0.000536 | 0.000337 | 0.000498 | 0.000192 | 0 | -0.000274 | -0.000701 | -0.001014 | -0.001673 | -0.002239 | -0.002652 | -0.003051 | -0.003591 | -0.003955 | -0.004539 | -0.005187 | -0.00601 | -0.006966
-0.004834 | -0.004578 | -0.004317 | -0.003766 | -0.003156 | -0.002976 | -0.002513 | -0.002289 | -0.001961 | -0.001808 | -0.002018 | -0.001758 | -0.001448 | -0.001275 | -0.000896 | -0.000912 | -0.000616 | 3.9e-05 | 0.00052 | 0.000822 | 0.000858 | 0.000622 | 0.000385 | 0.000647 | 0.000343 | 0 | -0.000234 | -0.000611 | -0.001016 | -0.001794 | -0.002291 | -0.002773 | -0.003077 | -0.003641 | -0.004041 | -0.004719 | -0.005222 | -0.00626 | -0.007331
-0.004631 | -0.00452 | -0.00392 | -0.003194 | -0.002702 | -0.002443 | -0.002037 | -0.001838 | -0.001558 | -0.001416 | -0.001821 | -0.001419 | -0.001265 | -0.001007 | -0.000637 | -0.000699 | -0.000436 | 0.000111 | 0.000566 | 0.000906 | 0.00073 | 0.000452 | 0.000409 | 0.000386 | 0.000158 | 0 | -0.000369 | -0.000834 | -0.001309 | -0.002089 | -0.002614 | -0.003164 | -0.003548 | -0.004095 | -0.004519 | -0.005175 | -0.005749 | -0.006797 | -0.007853
-0.004413 | -0.00408 | -0.003384 | -0.002758 | -0.002109 | -0.001894 | -0.001439 | -0.001234 | -0.001055 | -0.000958 | -0.001244 | -0.001007 | -0.000825 | -0.0006 | -0.00023 | -0.00039 | -0.000182 | 0.000439 | 0.000874 | 0.00116 | 0.001008 | 0.00073 | 0.000461 | 0.000729 | 0.000339 | 0 | -0.000218 | -0.000772 | -0.001167 | -0.00191 | -0.002476 | -0.002985 | -0.003401 | -0.004037 | -0.004396 | -0.005138 | -0.005818 | -0.006805 | -0.007849
-0.003284 | -0.003136 | -0.002905 | -0.00228 | -0.001773 | -0.001501 | -0.001119 | -0.000883 | -0.00065 | -0.000571 | -0.000896 | -0.000649 | -0.000485 | -0.000357 | -9.4e-05 | -0.000177 | 1.5e-05 | 0.000581 | 0.000917 | 0.001112 | 0.001021 | 0.000693 | 0.000473 | 0.000637 | 0.00036 | 0 | -0.000338 | -0.000741 | -0.001213 | -0.002073 | -0.002604 | -0.003206 | -0.003474 | -0.004105 | -0.004553 | -0.0053 | -0.005787 | -0.007001 | -0.008072
-0.003643 | -0.003427 | -0.002671 | -0.001928 | -0.001344 | -0.00107 | -0.000648 | -0.000483 | -0.000297 | -0.000157 | -0.000636 | -0.000289 | -0.000221 | -2.3e-05 | 0.00025 | 5.4e-05 | 0.000242 | 0.00071 | 0.000983 | 0.00124 | 0.000932 | 0.000608 | 0.00049 | 0.00052 | 0.000195 | 0 | -0.0004 | -0.000902 | -0.001372 | -0.002212 | -0.002801 | -0.003367 | -0.003819 | -0.004392 | -0.004876 | -0.005557 | -0.00628 | -0.007296 | -0.008436
-0.002605 | -0.002286 | -0.001781 | -0.001109 | -0.000478 | -0.000276 | 9.7e-05 | 0.00031 | 0.000481 | 0.000493 | 0.000194 | 0.00038 | 0.000416 | 0.000533 | 0.000794 | 0.000503 | 0.0006 | 0.001137 | 0.001356 | 0.001477 | 0.001272 | 0.000931 | 0.00057 | 0.000864 | 0.000451 | 0 | -0.000246 | -0.00069 | -0.001136 | -0.002005 | -0.002606 | -0.003153 | -0.003549 | -0.004238 | -0.004696 | -0.005499 | -0.006129 | -0.00722 | -0.008372
-0.002489 | -0.002319 | -0.001853 | -0.001087 | -0.000533 | -0.000181 | 0.000219 | 0.000364 | 0.000626 | 0.000686 | 0.000245 | 0.000493 | 0.000596 | 0.000654 | 0.000789 | 0.000555 | 0.000624 | 0.001014 | 0.001164 | 0.001309 | 0.001045 | 0.000725 | 0.00051 | 0.0006 | 0.000328 | 0 | -0.000388 | -0.000806 | -0.001346 | -0.002303 | -0.002826 | -0.003473 | -0.00389 | -0.0045 | -0.004977 | -0.005807 | -0.006424 | -0.00768 | -0.008874
-0.002356 | -0.002074 | -0.001283 | -0.000515 | 0.000105 | 0.000361 | 0.000762 | 0.00094 | 0.001094 | 0.001161 | 0.000727 | 0.00096 | 0.000934 | 0.001033 | 0.001229 | 0.000856 | 0.000888 | 0.001226 | 0.001346 | 0.001429 | 0.001092 | 0.0007 | 0.000518 | 0.000616 | 0.000232 | 0 | -0.000424 | -0.000926 | -0.001377 | -0.002247 | -0.002836 | -0.003442 | -0.00394 | -0.004626 | -0.005082 | -0.005829 | -0.006606 | -0.007713 | -0.008942
-0.001434 | -0.001126 | -0.000617 | 0.000123 | 0.000753 | 0.001052 | 0.001391 | 0.001559 | 0.001751 | 0.001741 | 0.001346 | 0.001496 | 0.001508 | 0.001508 | 0.001599 | 0.001249 | 0.001157 | 0.001519 | 0.001567 | 0.00154 | 0.001254 | 0.000889 | 0.000571 | 0.000819 | 0.000383 | 0 | -0.000339 | -0.000748 | -0.001257 | -0.002161 | -0.002714 | -0.003371 | -0.003766 | -0.004504 | -0.004992 | -0.005823 | -0.006508 | -0.007747 | -0.008971
-0.001676 | -0.001484 | -0.000838 | 1.3e-05 | 0.000584 | 0.000942 | 0.001352 | 0.001512 | 0.001704 | 0.001815 | 0.001318 | 0.001579 | 0.001526 | 0.001573 | 0.001641 | 0.001227 | 0.001152 | 0.001422 | 0.001431 | 0.001449 | 0.001073 | 0.000673 | 0.000496 | 0.000588 | 0.000278 | 0 | -0.000435 | -0.000881 | -0.001412 | -0.0023 | -0.002892 | -0.003526 | -0.004041 | -0.004716 | -0.005226 | -0.006065 | -0.006786 | -0.008 | -0.009317
-0.001264 | -0.000946 | -0.000221 | 0.000552 | 0.001172 | 0.001455 | 0.001829 | 0.001965 | 0.00211 | 0.002167 | 0.001737 | 0.001915 | 0.001844 | 0.001897 | 0.001991 | 0.001496 | 0.001366 | 0.001667 | 0.001637 | 0.001609 | 0.00127 | 0.000843 | 0.000571 | 0.000784 | 0.000326 | 0 | -0.000341 | -0.00082 | -0.001298 | -0.002186 | -0.002776 | -0.00337 | -0.003896 | -0.004663 | -0.005122 | -0.00598 | -0.006771 | -0.007981 | -0.009276
-0.001067 | -0.000803 | -0.000275 | 0.000506 | 0.001101 | 0.001432 | 0.00179 | 0.00194 | 0.002137 | 0.002154 | 0.001749 | 0.001946 | 0.001924 | 0.001903 | 0.00192 | 0.001514 | 0.001373 | 0.001652 | 0.001595 | 0.001547 | 0.001197 | 0.000819 | 0.000517 | 0.000756 | 0.00035 | 0 | -0.000368 | -0.000793 | -0.001304 | -0.002253 | -0.002787 | -0.003469 | -0.003909 | -0.004661 | -0.005242 | -0.006094 | -0.006819 | -0.008097 | -0.009437
-0.001463 | -0.001222 | -0.000494 | 0.00036 | 0.000983 | 0.001336 | 0.001723 | 0.00185 | 0.002053 | 0.002099 | 0.001623 | 0.001853 | 0.001829 | 0.001845 | 0.001913 | 0.001427 | 0.001331 | 0.001601 | 0.001541 | 0.001549 | 0.001119 | 0.000717 | 0.00053 | 0.000623 | 0.000318 | 0 | -0.000424 | -0.000852 | -0.001418 | -0.002294 | -0.002909 | -0.003557 | -0.004105 | -0.004846 | -0.005368 | -0.006234 | -0.00704 | -0.008281 | -0.009646
-0.001675 | -0.001504 | -0.001061 | -0.000339 | 0.000184 | 0.000489 | 0.00091 | 0.001065 | 0.00124 | 0.001321 | 0.000804 | 0.000993 | 0.000967 | 0.001055 | 0.0012 | 0.000836 | 0.000765 | 0.001175 | 0.001279 | 0.001363 | 0.00111 | 0.000698 | 0.000486 | 0.000668 | 0.000293 | 0 | -0.000411 | -0.00077 | -0.001274 | -0.002185 | -0.002806 | -0.003467 | -0.003985 | -0.004769 | -0.005299 | -0.006167 | -0.006979 | -0.008248 | -0.009702
-0.001235 | -0.001024 | -0.000376 | 0.000355 | 0.000861 | 0.001155 | 0.00153 | 0.001665 | 0.00184 | 0.001784 | 0.00128 | 0.001404 | 0.001415 | 0.001483 | 0.001629 | 0.0012 | 0.001148 | 0.001461 | 0.001469 | 0.001495 | 0.001154 | 0.000776 | 0.000539 | 0.000713 | 0.000379 | 0 | -0.000377 | -0.00079 | -0.001321 | -0.00222 | -0.002794 | -0.003498 | -0.004025 | -0.004844 | -0.00541 | -0.006311 | -0.00712 | -0.008397 | -0.009802
-0.000435 | -0.000192 | 0.000333 | 0.000981 | 0.00152 | 0.00181 | 0.002155 | 0.002258 | 0.002401 | 0.002326 | 0.001813 | 0.001964 | 0.001942 | 0.001996 | 0.00208 | 0.001605 | 0.001447 | 0.001732 | 0.001648 | 0.001602 | 0.001215 | 0.000791 | 0.000553 | 0.000757 | 0.000373 | 0 | -0.000347 | -0.000817 | -0.001316 | -0.002224 | -0.002833 | -0.003524 | -0.004043 | -0.004898 | -0.005479 | -0.006362 | -0.007132 | -0.008393 | -0.00983
3.2e-05 | 0.000199 | 0.000682 | 0.001492 | 0.002028 | 0.002332 | 0.002672 | 0.00275 | 0.002847 | 0.002792 | 0.002191 | 0.002352 | 0.002307 | 0.002359 | 0.002425 | 0.00194 | 0.001757 | 0.001933 | 0.001797 | 0.001676 | 0.00126 | 0.00083 | 0.000605 | 0.000756 | 0.000357 | 0 | -0.000373 | -0.000829 | -0.001353 | -0.002311 | -0.002895 | -0.003622 | -0.004177 | -0.005 | -0.005566 | -0.006533 | -0.007318 | -0.008647 | -0.010074
0.000436 | 0.000675 | 0.001302 | 0.002051 | 0.002596 | 0.002878 | 0.003183 | 0.003264 | 0.003345 | 0.0032 | 0.002611 | 0.002743 | 0.002667 | 0.002737 | 0.002795 | 0.002259 | 0.002036 | 0.002185 | 0.001946 | 0.001789 | 0.001299 | 0.000902 | 0.000598 | 0.000786 | 0.000377 | 0 | -0.000406 | -0.000863 | -0.001371 | -0.002324 | -0.002959 | -0.003664 | -0.004233 | -0.0051 | -0.005693 | -0.006646 | -0.00747 | -0.008741 | -0.01016
0.001065 | 0.001274 | 0.001778 | 0.002522 | 0.003097 | 0.003363 | 0.003658 | 0.003705 | 0.00374 | 0.003615 | 0.002978 | 0.003092 | 0.003028 | 0.003014 | 0.003048 | 0.002502 | 0.002257 | 0.002337 | 0.002069 | 0.001862 | 0.001375 | 0.000903 | 0.00062 | 0.00078 | 0.000352 | 0 | -0.00038 | -0.000848 | -0.001379 | -0.00234 | -0.002972 | -0.003691 | -0.004257 | -0.005115 | -0.005704 | -0.006604 | -0.007452 | -0.008701 | -0.01011
0.001472 | 0.001672 | 0.002181 | 0.002991 | 0.003529 | 0.003799 | 0.004068 | 0.004073 | 0.00407 | 0.003924 | 0.00327 | 0.003358 | 0.003265 | 0.003263 | 0.003285 | 0.002738 | 0.002444 | 0.002535 | 0.002219 | 0.001943 | 0.00141 | 0.000955 | 0.000674 | 0.000828 | 0.000409 | 0 | -0.000398 | -0.000876 | -0.001412 | -0.002383 | -0.002996 | -0.003749 | -0.004352 | -0.005152 | -0.005766 | -0.006702 | -0.007526 | -0.008822 | -0.010203
0.001876 | 0.002092 | 0.002579 | 0.003366 | 0.003902 | 0.004127 | 0.004363 | 0.004373 | 0.004336 | 0.004157 | 0.003487 | 0.003559 | 0.003459 | 0.003403 | 0.003451 | 0.002853 | 0.002529 | 0.002599 | 0.002293 | 0.002026 | 0.001479 | 0.000987 | 0.000715 | 0.000868 | 0.00037 | 0 | -0.00039 | -0.000888 | -0.001446 | -0.002379 | -0.003057 | -0.003789 | -0.004354 | -0.005212 | -0.005841 | -0.006752 | -0.007572 | -0.008852 | -0.010187
0.002101 | 0.002298 | 0.002772 | 0.00358 | 0.004113 | 0.004302 | 0.004535 | 0.004519 | 0.004441 | 0.004268 | 0.003578 | 0.003641 | 0.003535 | 0.00352 | 0.003515 | 0.002901 | 0.002624 | 0.002675 | 0.002353 | 0.00207 | 0.001525 | 0.001032 | 0.000713 | 0.000858 | 0.000404 | 0 | -0.000427 | -0.000916 | -0.001443 | -0.002425 | -0.003076 | -0.003813 | -0.004381 | -0.005229 | -0.005826 | -0.006725 | -0.007551 | -0.0088 | -0.010147
0.002271 | 0.002509 | 0.003041 | 0.003724 | 0.004206 | 0.004402 | 0.004581 | 0.004546 | 0.004465 | 0.004243 | 0.003577 | 0.003655 | 0.003539 | 0.003513 | 0.003496 | 0.00292 | 0.002636 | 0.002681 | 0.002361 | 0.002094 | 0.001566 | 0.00106 | 0.000748 | 0.000899 | 0.000458 | 0 | -0.000437 | -0.000917 | -0.001447 | -0.002419 | -0.003066 | -0.003778 | -0.004338 | -0.005174 | -0.005782 | -0.006668 | -0.00745 | -0.008718 | -0.009989
0.002624 | 0.002829 | 0.003237 | 0.003845 | 0.004285 | 0.004475 | 0.004634 | 0.004561 | 0.004508 | 0.004296 | 0.003625 | 0.003649 | 0.003499 | 0.003468 | 0.003498 | 0.002909 | 0.002596 | 0.002659 | 0.002379 | 0.002126 | 0.00158 | 0.001131 | 0.000777 | 0.000896 | 0.00043 | 0 | -0.000415 | -0.000899 | -0.001458 | -0.002432 | -0.00308 | -0.003789 | -0.00434 | -0.005156 | -0.005759 | -0.00665 | -0.007409 | -0.00864 | -0.009913
0.002641 | 0.002844 | 0.003296 | 0.003907 | 0.004332 | 0.004482 | 0.004631 | 0.004546 | 0.00446 | 0.004208 | 0.00353 | 0.003577 | 0.00341 | 0.003398 | 0.003407 | 0.002831 | 0.002554 | 0.002646 | 0.00237 | 0.00212 | 0.001583 | 0.001103 | 0.000774 | 0.00088 | 0.000426 | 0 | -0.000443 | -0.000931 | -0.001454 | -0.002452 | -0.003094 | -0.00383 | -0.004356 | -0.005185 | -0.005742 | -0.006615 | -0.007376 | -0.008602 | -0.009832
0.002598 | 0.002818 | 0.003228 | 0.003844 | 0.004281 | 0.004429 | 0.004565 | 0.00449 | 0.004444 | 0.004188 | 0.003519 | 0.003539 | 0.003378 | 0.003329 | 0.003334 | 0.002751 | 0.002476 | 0.002589 | 0.002362 | 0.002152 | 0.001623 | 0.001149 | 0.000815 | 0.000889 | 0.000466 | 0 | -0.000397 | -0.000902 | -0.001452 | -0.002455 | -0.003092 | -0.003827 | -0.004358 | -0.005192 | -0.005721 | -0.006611 | -0.007312 | -0.008571 | -0.009758
0.002792 | 0.002979 | 0.003419 | 0.004031 | 0.004392 | 0.004513 | 0.004629 | 0.004542 | 0.004432 | 0.004198 | 0.003454 | 0.003481 | 0.003308 | 0.003276 | 0.003266 | 0.002733 | 0.002418 | 0.002558 | 0.002313 | 0.00211 | 0.00158 | 0.001097 | 0.000794 | 0.000841 | 0.000385 | 0 | -0.000496 | -0.000973 | -0.001497 | -0.00255 | -0.003157 | -0.003879 | -0.004425 | -0.005201 | -0.005728 | -0.006649 | -0.007363 | -0.008555 | -0.009707
0.002411 | 0.00267 | 0.003249 | 0.003895 | 0.004321 | 0.004452 | 0.004555 | 0.004473 | 0.004358 | 0.004075 | 0.003429 | 0.00344 | 0.00327 | 0.003203 | 0.003216 | 0.002663 | 0.002404 | 0.00256 | 0.002351 | 0.002168 | 0.001653 | 0.001171 | 0.000834 | 0.000945 | 0.000514 | 0 | -0.000426 | -0.000943 | -0.001504 | -0.002479 | -0.003132 | -0.003867 | -0.004347 | -0.0052 | -0.005732 | -0.006583 | -0.007312 | -0.00846 | -0.009632
0.002918 | 0.003107 | 0.003468 | 0.004096 | 0.004449 | 0.004559 | 0.004629 | 0.00448 | 0.004372 | 0.004128 | 0.003442 | 0.00344 | 0.003269 | 0.003177 | 0.003198 | 0.002605 | 0.002359 | 0.00254 | 0.002324 | 0.002169 | 0.001654 | 0.001163 | 0.000846 | 0.000878 | 0.000414 | 0 | -0.000504 | -0.000946 | -0.001474 | -0.002502 | -0.003172 | -0.003865 | -0.004363 | -0.005198 | -0.0057 | -0.006555 | -0.007269 | -0.008417 | -0.009517
0.002593 | 0.002789 | 0.003313 | 0.003943 | 0.004281 | 0.004411 | 0.004473 | 0.004343 | 0.004253 | 0.003991 | 0.003248 | 0.003282 | 0.003133 | 0.003075 | 0.003086 | 0.002565 | 0.002317 | 0.002464 | 0.002295 | 0.002151 | 0.001613 | 0.001181 | 0.000823 | 0.000872 | 0.000401 | 0 | -0.000509 | -0.001005 | -0.001538 | -0.002536 | -0.003189 | -0.003894 | -0.004454 | -0.005262 | -0.005694 | -0.006584 | -0.007308 | -0.00848 | -0.009564
0.002398 | 0.002646 | 0.003163 | 0.003769 | 0.004165 | 0.004264 | 0.004359 | 0.00424 | 0.004145 | 0.00383 | 0.003195 | 0.003232 | 0.00307 | 0.003019 | 0.002981 | 0.002442 | 0.002205 | 0.00245 | 0.002319 | 0.002162 | 0.001669 | 0.001203 | 0.000838 | 0.00095 | 0.000478 | 0 | -0.000395 | -0.000966 | -0.001505 | -0.002505 | -0.003176 | -0.003918 | -0.004356 | -0.005197 | -0.005765 | -0.006535 | -0.007226 | -0.008391 | -0.009506
0.002738 | 0.002869 | 0.0032 | 0.003872 | 0.004203 | 0.004342 | 0.004366 | 0.004234 | 0.00414 | 0.003945 | 0.003184 | 0.003209 | 0.003086 | 0.003004 | 0.003015 | 0.002474 | 0.002264 | 0.002465 | 0.002304 | 0.002175 | 0.001679 | 0.001169 | 0.000867 | 0.000917 | 0.0004 | 0 | -0.000483 | -0.000902 | -0.001441 | -0.00253 | -0.00315 | -0.003864 | -0.004393 | -0.005165 | -0.005664 | -0.006515 | -0.007188 | -0.008361 | -0.009394
0.002193 | 0.002462 | 0.003086 | 0.003697 | 0.004049 | 0.004137 | 0.004252 | 0.004113 | 0.004012 | 0.00372 | 0.00299 | 0.003061 | 0.002887 | 0.00284 | 0.00284 | 0.002361 | 0.002143 | 0.00235 | 0.002264 | 0.00216 | 0.001644 | 0.001162 | 0.000856 | 0.0009 | 0.000486 | 0 | -0.000487 | -0.001007 | -0.001519 | -0.002482 | -0.003161 | -0.003856 | -0.00435 | -0.005112 | -0.005587 | -0.0064 | -0.007102 | -0.008203 | -0.009224
0.002475 | 0.002692 | 0.003041 | 0.003621 | 0.003985 | 0.004091 | 0.004153 | 0.004022 | 0.003924 | 0.003657 | 0.003037 | 0.003095 | 0.002932 | 0.002851 | 0.002891 | 0.002383 | 0.002198 | 0.002486 | 0.00238 | 0.002255 | 0.001776 | 0.001328 | 0.000952 | 0.00105 | 0.000563 | 0 | -0.000329 | -0.000827 | -0.001356 | -0.002365 | -0.003063 | -0.003789 | -0.004186 | -0.005054 | -0.005611 | -0.00639 | -0.007029 | -0.008159 | -0.009239
0.002205 | 0.002371 | 0.002819 | 0.003558 | 0.003915 | 0.004037 | 0.004111 | 0.00394 | 0.003836 | 0.003668 | 0.002903 | 0.002969 | 0.002846 | 0.002786 | 0.002759 | 0.002327 | 0.002166 | 0.002338 | 0.002233 | 0.002167 | 0.001682 | 0.001186 | 0.000851 | 0.000836 | 0.000316 | 0 | -0.000563 | -0.001029 | -0.001567 | -0.002658 | -0.003311 | -0.004004 | -0.004611 | -0.005299 | -0.005763 | -0.006618 | -0.007311 | -0.008515 | -0.009497
0.001886 | 0.002222 | 0.00289 | 0.003491 | 0.003858 | 0.003975 | 0.004053 | 0.003913 | 0.003816 | 0.003489 | 0.002843 | 0.002915 | 0.002766 | 0.002722 | 0.002769 | 0.002206 | 0.00204 | 0.002342 | 0.002304 | 0.002195 | 0.001668 | 0.001247 | 0.000862 | 0.000965 | 0.000519 | 0 | -0.000444 | -0.00105 | -0.001564 | -0.002532 | -0.003192 | -0.003936 | -0.004414 | -0.005158 | -0.005678 | -0.006487 | -0.007208 | -0.008278 | -0.009296
0.001993 | 0.002177 | 0.00251 | 0.003205 | 0.003609 | 0.003765 | 0.003826 | 0.003681 | 0.003675 | 0.003431 | 0.002831 | 0.002864 | 0.002767 | 0.002703 | 0.002726 | 0.002198 | 0.002075 | 0.002413 | 0.002361 | 0.002252 | 0.00182 | 0.001326 | 0.000982 | 0.001032 | 0.000475 | 0 | -0.00046 | -0.000865 | -0.001419 | -0.002493 | -0.003149 | -0.003888 | -0.004323 | -0.005226 | -0.005801 | -0.006539 | -0.007187 | -0.008273 | -0.009407
0.001782 | 0.001944 | 0.002595 | 0.003347 | 0.003678 | 0.003812 | 0.003927 | 0.003751 | 0.003668 | 0.003531 | 0.002723 | 0.002799 | 0.002659 | 0.002587 | 0.002681 | 0.002231 | 0.002102 | 0.002288 | 0.0022 | 0.002188 | 0.001678 | 0.001231 | 0.000838 | 0.000813 | 0.00037 | 0 | -0.000536 | -0.001201 | -0.001639 | -0.002703 | -0.003324 | -0.004023 | -0.004612 | -0.005221 | -0.005747 | -0.006647 | -0.007323 | -0.008423 | -0.009405
0.001847 | 0.00223 | 0.002859 | 0.00347 | 0.003887 | 0.004014 | 0.004114 | 0.003965 | 0.003877 | 0.003533 | 0.002965 | 0.003021 | 0.002846 | 0.002806 | 0.002806 | 0.002306 | 0.002092 | 0.002471 | 0.00247 | 0.002336 | 0.001858 | 0.001387 | 0.000972 | 0.001048 | 0.000535 | 0 | -0.000469 | -0.000968 | -0.001536 | -0.002488 | -0.003174 | -0.003892 | -0.004304 | -0.005235 | -0.00571 | -0.00642 | -0.00714 | -0.008184 | -0.009213
0.002878 | 0.00297 | 0.003198 | 0.003867 | 0.004147 | 0.00426 | 0.004276 | 0.004084 | 0.00395 | 0.003768 | 0.003027 | 0.00314 | 0.002983 | 0.002924 | 0.002911 | 0.002419 | 0.002313 | 0.00258 | 0.002522 | 0.002434 | 0.001969 | 0.001398 | 0.001053 | 0.001078 | 0.000425 | 0 | -0.000425 | -0.000857 | -0.00138 | -0.002545 | -0.003222 | -0.003978 | -0.004471 | -0.005208 | -0.005742 | -0.006518 | -0.007151 | -0.008315 | -0.009222
0.002201 | 0.002458 | 0.003216 | 0.003887 | 0.004147 | 0.004247 | 0.004365 | 0.004095 | 0.004001 | 0.00377 | 0.002973 | 0.003051 | 0.002871 | 0.002781 | 0.002839 | 0.002369 | 0.002191 | 0.002432 | 0.002377 | 0.002333 | 0.001727 | 0.001301 | 0.000908 | 0.000874 | 0.000442 | 0 | -0.000579 | -0.001197 | -0.001707 | -0.002699 | -0.003419 | -0.004083 | -0.004582 | -0.005326 | -0.005768 | -0.006644 | -0.007353 | -0.008375 | -0.009254
0.002663 | 0.002953 | 0.003358 | 0.003914 | 0.004273 | 0.004389 | 0.004389 | 0.004256 | 0.004077 | 0.003759 | 0.003194 | 0.003232 | 0.003064 | 0.002952 | 0.002973 | 0.002447 | 0.002305 | 0.00268 | 0.002622 | 0.002464 | 0.001975 | 0.001475 | 0.001067 | 0.001129 | 0.000575 | 0 | -0.000339 | -0.000848 | -0.001471 | -0.002461 | -0.003183 | -0.003921 | -0.004304 | -0.005113 | -0.005719 | -0.006465 | -0.007047 | -0.008138 | -0.009044
0.002708 | 0.002776 | 0.003154 | 0.003889 | 0.004117 | 0.004255 | 0.004313 | 0.00411 | 0.003963 | 0.003789 | 0.003055 | 0.003084 | 0.002991 | 0.002918 | 0.002863 | 0.002443 | 0.002288 | 0.002547 | 0.002471 | 0.002415 | 0.001872 | 0.001389 | 0.001005 | 0.000938 | 0.000421 | 0 | -0.00053 | -0.001031 | -0.001539 | -0.002678 | -0.003365 | -0.004053 | -0.004602 | -0.005331 | -0.005846 | -0.006555 | -0.007239 | -0.008334 | -0.009281
0.001923 | 0.002302 | 0.003225 | 0.003973 | 0.004347 | 0.004443 | 0.004525 | 0.004289 | 0.004221 | 0.003884 | 0.003106 | 0.003214 | 0.002994 | 0.002867 | 0.002907 | 0.002449 | 0.0023 | 0.002522 | 0.002476 | 0.00234 | 0.001801 | 0.001341 | 0.000893 | 0.0009 | 0.000429 | 0 | -0.000629 | -0.001253 | -0.001714 | -0.002727 | -0.003458 | -0.004135 | -0.004669 | -0.005393 | -0.005835 | -0.006681 | -0.007375 | -0.008339 | -0.009316
0.00344 | 0.003638 | 0.003901 | 0.004528 | 0.004837 | 0.004958 | 0.004894 | 0.004763 | 0.004554 | 0.004248 | 0.003611 | 0.003655 | 0.003471 | 0.003404 | 0.0034 | 0.00276 | 0.002583 | 0.002947 | 0.002901 | 0.002668 | 0.002203 | 0.001596 | 0.001226 | 0.001265 | 0.000657 | 0 | -0.000312 | -0.000792 | -0.001316 | -0.002334 | -0.003103 | -0.003812 | -0.004195 | -0.005091 | -0.005669 | -0.006371 | -0.006928 | -0.00801 | -0.008938
0.002692 | 0.002838 | 0.003522 | 0.004346 | 0.004541 | 0.004727 | 0.004769 | 0.004506 | 0.004423 | 0.004205 | 0.003384 | 0.003392 | 0.003266 | 0.003095 | 0.003159 | 0.002729 | 0.002452 | 0.002657 | 0.00252 | 0.002418 | 0.001832 | 0.001357 | 0.000947 | 0.000921 | 0.000418 | 0 | -0.000603 | -0.001094 | -0.001579 | -0.002747 | -0.003417 | -0.004109 | -0.004654 | -0.005305 | -0.005697 | -0.006621 | -0.007361 | -0.008366 | -0.00921
0.002734 | 0.003189 | 0.00398 | 0.004647 | 0.005014 | 0.005132 | 0.005143 | 0.004925 | 0.004789 | 0.004384 | 0.003706 | 0.003759 | 0.003492 | 0.003427 | 0.003383 | 0.002836 | 0.002608 | 0.002841 | 0.002756 | 0.002548 | 0.001973 | 0.001508 | 0.001017 | 0.00107 | 0.000495 | 0 | -0.000501 | -0.001088 | -0.001605 | -0.002468 | -0.003211 | -0.00391 | -0.004356 | -0.005123 | -0.005595 | -0.006383 | -0.007011 | -0.00802 | -0.008936
0.003633 | 0.003771 | 0.004004 | 0.004714 | 0.004977 | 0.005133 | 0.005091 | 0.004875 | 0.004769 | 0.004431 | 0.003799 | 0.003734 | 0.00365 | 0.00349 | 0.003368 | 0.002828 | 0.002633 | 0.002931 | 0.002765 | 0.002559 | 0.002029 | 0.001452 | 0.001059 | 0.000993 | 0.000528 | 0 | -0.000399 | -0.000801 | -0.001328 | -0.002355 | -0.003044 | -0.003765 | -0.004261 | -0.005083 | -0.005613 | -0.006272 | -0.0069 | -0.00797 | -0.008818
0.002572 | 0.00282 | 0.003766 | 0.00464 | 0.004887 | 0.004994 | 0.005086 | 0.004822 | 0.004678 | 0.004407 | 0.003593 | 0.003565 | 0.003381 | 0.003146 | 0.003225 | 0.002783 | 0.002517 | 0.002552 | 0.002462 | 0.002298 | 0.001689 | 0.001218 | 0.000805 | 0.000743 | 0.000322 | 0 | -0.000582 | -0.001267 | -0.001713 | -0.002735 | -0.003402 | -0.004048 | -0.004616 | -0.005226 | -0.005618 | -0.006411 | -0.007152 | -0.00819 | -0.009031
0.003292 | 0.003672 | 0.004229 | 0.004887 | 0.005217 | 0.005383 | 0.005352 | 0.00521 | 0.005071 | 0.004708 | 0.003966 | 0.004038 | 0.003754 | 0.003592 | 0.003526 | 0.002956 | 0.002738 | 0.002993 | 0.002836 | 0.002518 | 0.001997 | 0.001498 | 0.001044 | 0.001137 | 0.000633 | 0 | -0.000435 | -0.00091 | -0.001304 | -0.002195 | -0.002843 | -0.003554 | -0.003952 | -0.004804 | -0.005372 | -0.006102 | -0.006699 | -0.007534 | -0.008503
0.003456 | 0.003572 | 0.003949 | 0.004743 | 0.00492 | 0.005113 | 0.005143 | 0.004951 | 0.004784 | 0.004545 | 0.003849 | 0.003807 | 0.00362 | 0.003459 | 0.003381 | 0.002871 | 0.00263 | 0.002773 | 0.002585 | 0.00243 | 0.001808 | 0.001243 | 0.000963 | 0.00086 | 0.000338 | 0 | -0.000404 | -0.000909 | -0.001292 | -0.002453 | -0.003074 | -0.003744 | -0.004201 | -0.004966 | -0.005501 | -0.006144 | -0.006824 | -0.007923 | -0.00868
0.00253 | 0.002885 | 0.00382 | 0.004603 | 0.004868 | 0.005099 | 0.005186 | 0.004956 | 0.004883 | 0.004579 | 0.003722 | 0.00378 | 0.003452 | 0.003394 | 0.003394 | 0.002912 | 0.002644 | 0.002688 | 0.002573 | 0.002325 | 0.001707 | 0.001321 | 0.000861 | 0.000851 | 0.000379 | 0 | -0.00049 | -0.001197 | -0.001477 | -0.00246 | -0.003124 | -0.003738 | -0.004253 | -0.00488 | -0.00536 | -0.006104 | -0.006832 | -0.007778 | -0.00869
0.003014 | 0.003318 | 0.00372 | 0.004457 | 0.004838 | 0.004973 | 0.005043 | 0.004994 | 0.004864 | 0.004553 | 0.003909 | 0.003892 | 0.003835 | 0.003544 | 0.003449 | 0.002879 | 0.002645 | 0.002974 | 0.002673 | 0.002441 | 0.001961 | 0.001443 | 0.001032 | 0.001126 | 0.000599 | 0 | -0.000427 | -0.00083 | -0.001379 | -0.002174 | -0.002805 | -0.00356 | -0.003848 | -0.004791 | -0.005323 | -0.006031 | -0.006622 | -0.007552 | -0.008555
0.002696 | 0.002744 | 0.003322 | 0.004173 | 0.004326 | 0.004606 | 0.004671 | 0.004514 | 0.004427 | 0.004324 | 0.00358 | 0.003544 | 0.003553 | 0.003171 | 0.003214 | 0.002692 | 0.002527 | 0.002611 | 0.002529 | 0.002381 | 0.001855 | 0.001361 | 0.001002 | 0.000938 | 0.000457 | 0 | -0.000353 | -0.000932 | -0.001194 | -0.002409 | -0.002958 | -0.003594 | -0.004233 | -0.004823 | -0.00533 | -0.006097 | -0.006792 | -0.00787 | -0.008654