## Moorings
Mooring OOIBARCODE | Ref Des | Serial Number | Deployment Number | Anchor Launch Date | Anchor Launch Time | Recover Date | Latitude | Longitude | Water Depth | Cruise Number | Notes
| GI01SUMO | GI01SUMO-00003 | 3 | 2016-07-10 | 17:44 | 2017-08-01 | 59.9341 | -39.4673 | 2691 | AR-07-01

## Asset_Cal_Info
Ref Des | Mooring OOIBARCODE | Mooring Serial Number | Deployment Number | Sensor OOIBARCODE | Sensor Serial Number | Calibration Cofficient Name | Calibration Cofficient Value | Notes
GI01SUMO-SBD11-01-MOPAK0000 |  | GI01SUMO-00003 | 3 |  | 6223-4220-11847 |  |  | No Calibration Coefficient
GI01SUMO-SBD11-03-HYDGN0000 |  | GI01SUMO-00003 | 3 |  | M2A631585 |  |  | No Calibration Coefficient
GI01SUMO-SBD12-03-HYDGN0000 |  | GI01SUMO-00003 | 3 |  | M2A49887 |  |  | No Calibration Coefficient
GI01SUMO-SBD11-06-METBKA000 |  | GI01SUMO-00003 | 3 |  | LGR004 | CC_lat | 59.9341
GI01SUMO-SBD11-06-METBKA000 |  | GI01SUMO-00003 | 3 |  | LGR004 | CC_lon | -39.4673
GI01SUMO-SBD11-06-METBKA000 |  | GI01SUMO-00003 | 3 |  | LGR004 | CC_depth_of_conductivity_and_temperature_measurements_m | 1.37
GI01SUMO-SBD11-06-METBKA000 |  | GI01SUMO-00003 | 3 |  | LGR004 | CC_height_of_air_humidity_measurement_m | 5.21
GI01SUMO-SBD11-06-METBKA000 |  | GI01SUMO-00003 | 3 |  | LGR004 | CC_height_of_air_temperature_measurement_m | 5.21
GI01SUMO-SBD11-06-METBKA000 |  | GI01SUMO-00003 | 3 |  | LGR004 | CC_height_of_windspeed_sensor_above_sealevel_m | 5.74
GI01SUMO-SBD11-06-METBKA000 |  | GI01SUMO-00003 | 3 |  | LGR004 | CC_jcool | 1 | Constant
GI01SUMO-SBD11-06-METBKA000 |  | GI01SUMO-00003 | 3 |  | LGR004 | CC_jwarm | 1 | Constant
GI01SUMO-SBD11-06-METBKA000 |  | GI01SUMO-00003 | 3 |  | LGR004 | CC_zinvpbl | 600 | Constant
GI01SUMO-SBD12-06-METBKA000 |  | GI01SUMO-00003 | 3 |  | LGR005 | CC_lat | 59.9341
GI01SUMO-SBD12-06-METBKA000 |  | GI01SUMO-00003 | 3 |  | LGR005 | CC_lon | -39.4673
GI01SUMO-SBD12-06-METBKA000 |  | GI01SUMO-00003 | 3 |  | LGR005 | CC_depth_of_conductivity_and_temperature_measurements_m | 1.23
GI01SUMO-SBD12-06-METBKA000 |  | GI01SUMO-00003 | 3 |  | LGR005 | CC_height_of_air_humidity_measurement_m | 5.21
GI01SUMO-SBD12-06-METBKA000 |  | GI01SUMO-00003 | 3 |  | LGR005 | CC_height_of_air_temperature_measurement_m | 5.21
GI01SUMO-SBD12-06-METBKA000 |  | GI01SUMO-00003 | 3 |  | LGR005 | CC_height_of_windspeed_sensor_above_sealevel_m | 5.74
GI01SUMO-SBD12-06-METBKA000 |  | GI01SUMO-00003 | 3 |  | LGR005 | CC_jcool | 1 | Constant
GI01SUMO-SBD12-06-METBKA000 |  | GI01SUMO-00003 | 3 |  | LGR005 | CC_jwarm | 1 | Constant
GI01SUMO-SBD12-06-METBKA000 |  | GI01SUMO-00003 | 3 |  | LGR005 | CC_zinvpbl | 600 | Constant
GI01SUMO-SBD11-04-DOSTAD000 |  | GI01SUMO-00003 | 3 |  | 211 | CC_lat | 59.9341 | On Buoy bottom Use CTD data from GI01SUMO-SBD11-06-METBKA000 or GI01SUMO-SBD12-06-METBKA000.
GI01SUMO-SBD11-04-DOSTAD000 |  | GI01SUMO-00003 | 3 |  | 211 | CC_lon | -39.4673
GI01SUMO-SBD11-04-DOSTAD000 |  | GI01SUMO-00003 | 3 |  | 211 | CC_csv | [3.02289E-03,1.27088E-04,2.48492E-06,2.32372E02,-3.26829E-01,-5.77879E01,4.53361E00]
GI01SUMO-SBD11-04-DOSTAD000 |  | GI01SUMO-00003 | 3 |  | 211 | CC_ct_depth | 1
GI01SUMO-SBD11-04-DOSTAD000 |  | GI01SUMO-00003 | 3 |  | 211 | CC_conc_coef | [0.0, 1.0]
GI01SUMO-RID16-06-DOSTAD000 |  | GI01SUMO-00003 | 3 |  | 212 | CC_lat | 59.9341 | On NSIF Use CTD data from GI01SUMO-RID16-03-CTDBPF000.
GI01SUMO-RID16-06-DOSTAD000 |  | GI01SUMO-00003 | 3 |  | 212 | CC_lon | -39.4673
GI01SUMO-RID16-06-DOSTAD000 |  | GI01SUMO-00003 | 3 |  | 212 | CC_csv | [2.93217-03, 1.24707E-04, 2.35507E-06, 2.333961E02, -3.34716E-01, -5.34414E01, 4.55788E00]
GI01SUMO-RID16-06-DOSTAD000 |  | GI01SUMO-00003 | 3 |  | 212 | CC_ct_depth | 12
GI01SUMO-RID16-06-DOSTAD000 |  | GI01SUMO-00003 | 3 |  | 212 | CC_conc_coef | [0.0, 1.0]
GI01SUMO-RII11-02-DOSTAD031 |  | GI01SUMO-00003 | 3 |  | 224 | CC_lat | 59.9341 | On wire rope Use CTD data from GI01SUMO-RII11-02-CTDBPP031
GI01SUMO-RII11-02-DOSTAD031 |  | GI01SUMO-00003 | 3 |  | 224 | CC_lon | -39.4673
GI01SUMO-RII11-02-DOSTAD031 |  | GI01SUMO-00003 | 3 |  | 224 | CC_csv | [2.96130E-03, 1.26404E-04, 2.30536E-06, 2.32170E02, -3.74471E-01, -5.73539E01, 4.53793E0]
GI01SUMO-RII11-02-DOSTAD031 |  | GI01SUMO-00003 | 3 |  | 224 | CC_ct_depth | 40
GI01SUMO-RII11-02-DOSTAD031 |  | GI01SUMO-00003 | 3 |  | 224 | CC_conc_coef | [0.0, 1.0]
GI01SUMO-RII11-02-DOSTAD032 |  | GI01SUMO-00003 | 3 |  | 225 | CC_lat | 59.9341 | On wire rope Use CTD data from GI01SUMO-RII11-02-CTDBPP032
GI01SUMO-RII11-02-DOSTAD032 |  | GI01SUMO-00003 | 3 |  | 225 | CC_lon | -39.4673
GI01SUMO-RII11-02-DOSTAD032 |  | GI01SUMO-00003 | 3 |  | 225 | CC_csv | [2.93365E-03, 1.24218E-04, 2.35729E-06, 2.33134E02, -3.37886E-01, -5.54091E01, 4.54646E00]
GI01SUMO-RII11-02-DOSTAD032 |  | GI01SUMO-00003 | 3 |  | 225 | CC_ct_depth | 80
GI01SUMO-RII11-02-DOSTAD032 |  | GI01SUMO-00003 | 3 |  | 225 | CC_conc_coef | [0.0, 1.0]
GI01SUMO-RII11-02-DOSTAD033 |  | GI01SUMO-00003 | 3 |  | 228 | CC_lat | 59.9341 | On wire rope Use CTD data from GI01SUMO-RII11-02-CTDBPP033
GI01SUMO-RII11-02-DOSTAD033 |  | GI01SUMO-00003 | 3 |  | 228 | CC_lon | -39.4673
GI01SUMO-RII11-02-DOSTAD033 |  | GI01SUMO-00003 | 3 |  | 228 | CC_csv | [2.89589E-03, 1.20386E-04, 2.34238E-06, 2.33068E02, -3.64342E-01, -5.59274E01, 4.53992E00]
GI01SUMO-RII11-02-DOSTAD033 |  | GI01SUMO-00003 | 3 |  | 228 | CC_ct_depth | 130
GI01SUMO-RII11-02-DOSTAD033 |  | GI01SUMO-00003 | 3 |  | 228 | CC_conc_coef | [0.0, 1.0]
GI01SUMO-SBD11-05-SPKIRB000 |  | GI01SUMO-00003 | 3 |  | 239 | CC_immersion_factor | [1.368, 1.41, 1.365, 1.354, 1.372, 1.322, 1.347] | On tower
GI01SUMO-SBD11-05-SPKIRB000 |  | GI01SUMO-00003 | 3 |  | 239 | CC_offset | [2146762660.8, 2148165700.6, 2147080652.5, 2146702431.8, 2147333751.4, 2147275177.1, 2146946034.4]
GI01SUMO-SBD11-05-SPKIRB000 |  | GI01SUMO-00003 | 3 |  | 239 | CC_scale | [0.000000219186800547, 0.000000207394943751, 0.000000202853615018, 0.000000203622171193, 0.000000223687398028, 0.000000212401796336, 0.00000021764412621]
GI01SUMO-RID16-08-SPKIRB000 |  | GI01SUMO-00003 | 3 |  | 240 | CC_immersion_factor | [1.368, 1.41, 1.365, 1.354, 1.372, 1.322, 1.347] | on NSIF
GI01SUMO-RID16-08-SPKIRB000 |  | GI01SUMO-00003 | 3 |  | 240 | CC_offset | [2147343552.7, 2147541733.3, 2147905896.9, 2147821478, 2147430051.6, 2147395922.8, 2147504589.9]
GI01SUMO-RID16-08-SPKIRB000 |  | GI01SUMO-00003 | 3 |  | 240 | CC_scale | [0.000000218708687488, 0.000000198686322615, 0.000000228844677948, 0.000000207807313435, 0.00000020268452364, 0.000000208861985601, 0.000000211440867842]
GI01SUMO-SBD11-08-NUTNRB000 |  | GI01SUMO-00003 | 3 |  | 273 | CC_lower_wavelength_limit_for_spectra_fit | 217 | On Buoy bottom Constant
GI01SUMO-SBD11-08-NUTNRB000 |  | GI01SUMO-00003 | 3 |  | 273 | CC_upper_wavelength_limit_for_spectra_fit | 240 | Constant
GI01SUMO-SBD11-08-NUTNRB000 |  | GI01SUMO-00003 | 3 |  | 273 | CC_cal_temp | 20.28
GI01SUMO-SBD11-08-NUTNRB000 |  | GI01SUMO-00003 | 3 |  | 273 | CC_wl | [188.93, 189.72, 190.52, 191.32, 192.11, 192.91, 193.71, 194.5, 195.3, 196.1, 196.89, 197.69, 198.49, 199.29, 200.09, 200.88, 201.68, 202.48, 203.28, 204.08, 204.88, 205.67, 206.47, 207.27, 208.07, 208.87, 209.67, 210.47, 211.27, 212.07, 212.87, 213.67, 214.47, 215.27, 216.07, 216.87, 217.67, 218.47, 219.27, 220.07, 220.87, 221.67, 222.47, 223.27, 224.07, 224.87, 225.67, 226.47, 227.28, 228.08, 228.88, 229.68, 230.48, 231.28, 232.08, 232.89, 233.69, 234.49, 235.29, 236.09, 236.89, 237.7, 238.5, 239.3, 240.1, 240.9, 241.71, 242.51, 243.31, 244.11, 244.91, 245.72, 246.52, 247.32, 248.12, 248.92, 249.73, 250.53, 251.33, 252.13, 252.94, 253.74, 254.54, 255.34, 256.15, 256.95, 257.75, 258.55, 259.35, 260.16, 260.96, 261.76, 262.56, 263.37, 264.17, 264.97, 265.77, 266.57, 267.38, 268.18, 268.98, 269.78, 270.59, 271.39, 272.19, 272.99, 273.79, 274.6, 275.4, 276.2, 277, 277.8, 278.6, 279.41, 280.21, 281.01, 281.81, 282.61, 283.41, 284.21, 285.02, 285.82, 286.62, 287.42, 288.22, 289.02, 289.82, 290.62, 291.42, 292.22, 293.02, 293.82, 294.62, 295.42, 296.22, 297.02, 297.82, 298.62, 299.42, 300.22, 301.02, 301.82, 302.62, 303.42, 304.22, 305.02, 305.82, 306.62, 307.42, 308.22, 309.01, 309.81, 310.61, 311.41, 312.21, 313, 313.8, 314.6, 315.4, 316.19, 316.99, 317.79, 318.59, 319.38, 320.18, 320.98, 321.77, 322.57, 323.37, 324.16, 324.96, 325.75, 326.55, 327.34, 328.14, 328.93, 329.73, 330.52, 331.32, 332.11, 332.91, 333.7, 334.49, 335.29, 336.08, 336.88, 337.67, 338.46, 339.25, 340.05, 340.84, 341.63, 342.42, 343.22, 344.01, 344.8, 345.59, 346.38, 347.17, 347.96, 348.75, 349.54, 350.33, 351.12, 351.91, 352.7, 353.49, 354.28, 355.07, 355.86, 356.65, 357.43, 358.22, 359.01, 359.8, 360.59, 361.37, 362.16, 362.95, 363.73, 364.52, 365.3, 366.09, 366.87, 367.66, 368.44, 369.23, 370.01, 370.8, 371.58, 372.36, 373.15, 373.93, 374.71, 375.5, 376.28, 377.06, 377.84, 378.62, 379.4, 380.19, 380.97, 381.75, 382.53, 383.31, 384.09, 384.86, 385.64, 386.42, 387.2, 387.98, 388.76, 389.53, 390.31, 391.09, 391.86]
GI01SUMO-SBD11-08-NUTNRB000 |  | GI01SUMO-00003 | 3 |  | 273 | CC_eno3 | [0.02227888, -0.00196864, 0.00723422, 0.00262455, -0.00028469, 0.00139242, -0.02191035, 0.00580154, -0.00027098, 0.00048154, 0.00140953, -0.0002607, 0.003863, 0.01399306, 0.00477249, 0.00814782, 0.00287993, 0.00209544, -0.00560776, 0.00306397, 0.00162276, 0.00179001, 0.0073028, 0.00672705, 0.00833599, 0.00803421, 0.00749029, 0.00755351, 0.00698353, 0.00658844, 0.00625967, 0.00593723, 0.00552138, 0.0051881, 0.00483507, 0.00447649, 0.00415194, 0.00380893, 0.00349356, 0.00318407, 0.00286225, 0.00258109, 0.00231428, 0.00205424, 0.00182095, 0.00158902, 0.00138977, 0.00121328, 0.00104076, 0.00088209, 0.00075977, 0.0006401, 0.00053438, 0.00045983, 0.00037663, 0.00030407, 0.00026048, 0.00020966, 0.00016546, 0.0001395, 0.00010324, 0.00008446, 0.00006923, 0.00005098, 0.00003625, 0.00001914, 0.0000064, 0.00000627, -0.00000663, -0.00000935, -0.00000535, -0.00002227, -0.00000501, -0.00001072, -0.0000124, -0.00001339, -0.00000761, -0.00001958, 0.00000733, -0.00000091, -0.00000154, 0.00000052, -0.00000006, -0.00000778, 0.00000899, 0.00000675, 0.00000384, 0.00001654, 0.00001057, 0.00001515, 0.00001962, 0.00003153, 0.00003631, 0.00004158, 0.00002354, 0.00004184, 0.00005708, 0.00004993, 0.0000636, 0.00004806, 0.00005518, 0.00005983, 0.00005493, 0.0000662, 0.00008432, 0.00007382, 0.00008208, 0.00008752, 0.0000924, 0.00009738, 0.00010823, 0.00009368, 0.0001022, 0.000111, 0.00010331, 0.00012315, 0.00013138, 0.00013876, 0.00014162, 0.00012916, 0.00014247, 0.00013779, 0.00015604, 0.00016864, 0.00016794, 0.00015884, 0.00016824, 0.00016521, 0.00016013, 0.00015551, 0.00016732, 0.00015895, 0.00018509, 0.00017709, 0.00019119, 0.00020277, 0.00019036, 0.00020621, 0.00022026, 0.00020428, 0.00022856, 0.00022236, 0.00021962, 0.00022314, 0.0002336, 0.00022754, 0.00024206, 0.00023099, 0.00023847, 0.000251, 0.00024787, 0.00024317, 0.00026194, 0.00026821, 0.00026824, 0.0002747, 0.0002712, 0.00027719, 0.00027678, 0.00026217, 0.00028146, 0.00026847, 0.00027876, 0.00029469, 0.0002825, 0.00028706, 0.0003227, 0.00030665, 0.00030172, 0.00032656, 0.000323, 0.00033195, 0.00034936, 0.0003328, 0.00035468, 0.00034336, 0.00034032, 0.00035299, 0.00033543, 0.00033728, 0.00035016, 0.00033158, 0.00033788, 0.00035942, 0.00034779, 0.00037648, 0.00038889, 0.00037893, 0.00038745, 0.00039007, 0.00038863, 0.00038512, 0.00038059, 0.00036907, 0.00039342, 0.00036688, 0.00039318, 0.00040644, 0.00040282, 0.00041602, 0.00042622, 0.00042369, 0.00045252, 0.00044602, 0.00044554, 0.00045093, 0.00044067, 0.00044815, 0.00044772, 0.0004304, 0.00044091, 0.00046167, 0.00043163, 0.00046826, 0.00046376, 0.00044725, 0.00047034, 0.0004676, 0.00045896, 0.00049015, 0.00050373, 0.00048163, 0.00050138, 0.00050058, 0.00047784, 0.0005103, 0.0004877, 0.00049551, 0.00050076, 0.00047099, 0.00047545, 0.00049074, 0.00049248, 0.00049575, 0.00050867, 0.00051047, 0.00053022, 0.00053379, 0.0005273, 0.00057456, 0.00058372, 0.00055677, 0.0005764, 0.00054837, 0.00055911, 0.00055726, 0.00056071, 0.00056606, 0.00059381, 0.00058236, 0.00059898, 0.00060247, 0.00061136, 0.00059777, 0.00060869, 0.000612]
GI01SUMO-SBD11-08-NUTNRB000 |  | GI01SUMO-00003 | 3 |  | 273 | CC_eswa | [0.00233143, 0.01064571, 0.00826418, 0.00488652, -0.0004655, 0.00198601, 0.02465868, 0.00634098, -0.00379888, 0.0082922, 0.0187171, 0.00505005, 0.02409626, 0.03331369, 0.04465653, 0.06368771, 0.06867031, 0.06603391, 0.07276887, 0.06882412, 0.06811436, 0.06743124, 0.0635749, 0.05766499, 0.05138101, 0.04376982, 0.03748588, 0.03135544, 0.02612693, 0.02167338, 0.01778566, 0.01454852, 0.01187908, 0.0096049, 0.00774725, 0.00621062, 0.00494889, 0.00392428, 0.00309816, 0.00242601, 0.00189706, 0.0014705, 0.00113698, 0.00089217, 0.00069172, 0.00054627, 0.00042582, 0.00033641, 0.00027767, 0.00023598, 0.00017425, 0.00015327, 0.00013239, 0.00008926, 0.00008802, 0.00007497, 0.00005261, 0.00005326, 0.00005108, 0.00002969, 0.00003141, 0.00002522, 0.00001966, 0.00001601, 0.00000714, 0.00000921, 0.00000697, -0.00000116, 0.00000645, -0.00000524, -0.00001033, 0.00000936, -0.00000897, -0.00001468, 0.00000275, 0.00000011, -0.00000555, 0.00000341, -0.00000574, -0.00001129, -0.00000729, -0.00000781, 0.00001012, 0.00000067, -0.0000041, 0.00001593, 0.00001124, -0.00000775, 0.00000655, 0.00001666, 0.00001294, 0.00001078, 0.00001402, 0.0000019, 0.00003344, 0.00001895, 0.00001696, 0.00002817, 0.00001323, 0.00003049, 0.00002298, 0.00002743, 0.00003387, 0.00002818, 0.00001817, 0.00003295, 0.00004309, 0.00002593, 0.00004346, 0.00003514, 0.0000329, 0.00006609, 0.00005452, 0.00004331, 0.00007325, 0.00006266, 0.00007111, 0.00008238, 0.00006065, 0.00008862, 0.00007117, 0.00006769, 0.0000549, 0.00005031, 0.00006064, 0.00007445, 0.00007537, 0.00007805, 0.00010117, 0.00009699, 0.00011491, 0.00011636, 0.00010617, 0.00009915, 0.00010442, 0.00010824, 0.00011683, 0.00012052, 0.00012047, 0.0001356, 0.00012065, 0.0001404, 0.00014631, 0.00015352, 0.00014047, 0.00015765, 0.00014248, 0.00016115, 0.00016658, 0.0001534, 0.00016473, 0.0001776, 0.00016766, 0.00016818, 0.00018661, 0.00017522, 0.00018655, 0.00018492, 0.00019324, 0.00020591, 0.00020107, 0.000215, 0.00022325, 0.00020532, 0.00023562, 0.00023052, 0.00022316, 0.00023927, 0.00024625, 0.00023345, 0.00025929, 0.00025316, 0.00024666, 0.00026388, 0.00024705, 0.00025848, 0.00026097, 0.00024487, 0.00025637, 0.00025746, 0.00027022, 0.00029712, 0.00029626, 0.00027101, 0.00030731, 0.00029163, 0.00027665, 0.00030113, 0.00029615, 0.00030943, 0.00033648, 0.00030603, 0.00031813, 0.00033955, 0.00032612, 0.00033935, 0.00036505, 0.00034473, 0.000352, 0.00034217, 0.00031874, 0.00034433, 0.00031986, 0.00033065, 0.00035163, 0.00034085, 0.00035734, 0.0003876, 0.00036423, 0.00039369, 0.0003863, 0.00038105, 0.00039827, 0.00039657, 0.00040944, 0.00041889, 0.00041716, 0.00041534, 0.00044599, 0.00039891, 0.00039884, 0.00042638, 0.00036686, 0.00041345, 0.00043674, 0.00044118, 0.00043948, 0.00047588, 0.00048121, 0.00048636, 0.00051047, 0.00048759, 0.00049053, 0.00053724, 0.00048311, 0.00050617, 0.00048023, 0.00047284, 0.00051929, 0.00046516, 0.00047493, 0.00051681, 0.00050298, 0.00052575, 0.00054675, 0.0005429, 0.00052795, 0.00054283, 0.00049067, 0.00052932, 0.00053327, 0.00054161, 0.00055416, 0.00057994, 0.00055985, 0.00056372]
GI01SUMO-SBD11-08-NUTNRB000 |  | GI01SUMO-00003 | 3 |  | 273 | CC_di | [20, 29, 28, 26, 23, 17, 22, 24, 23, 30, 32, 34, 133, 378, 965, 2102, 3840, 6034, 8300, 10194, 11697, 12814, 13751, 14603, 15488, 16532, 17780, 19219, 20839, 22692, 24710, 26833, 28920, 30808, 32256, 33183, 33540, 33264, 32442, 31244, 29755, 28258, 26790, 25514, 24505, 23614, 23041, 22689, 22571, 22704, 23012, 23580, 24340, 25244, 26340, 27626, 29002, 30443, 31873, 33210, 34378, 35370, 36042, 36328, 36188, 35662, 34780, 33573, 32130, 30558, 28938, 27374, 25835, 24420, 23156, 22034, 21050, 19810, 19452, 18836, 18346, 17963, 17683, 17483, 17404, 17416, 17492, 17654, 17913, 18229, 18617, 19021, 19439, 19870, 20337, 20716, 21029, 21252, 21347, 21322, 21116, 20782, 20314, 19722, 19069, 18360, 17608, 16864, 16172, 15482, 14894, 14365, 13867, 13456, 13129, 12836, 12618, 12455, 12319, 12283, 12254, 12303, 12396, 12542, 12757, 13024, 13322, 13685, 14123, 14574, 15092, 15634, 16196, 16780, 17405, 18016, 18626, 19238, 19821, 20385, 20886, 21350, 21753, 22070, 22297, 22476, 22507, 22489, 22369, 22161, 21894, 21575, 21179, 20766, 20336, 19848, 19392, 18913, 18454, 18014, 17571, 17118, 16710, 16289, 15886, 15486, 15105, 14738, 14391, 14064, 13790, 13523, 13266, 13041, 12825, 12630, 12462, 12296, 12139, 11988, 11856, 11734, 11594, 11483, 11387, 11278, 11194, 11119, 11050, 11010, 10990, 10938, 10919, 10910, 10918, 10916, 10969, 10989, 11031, 11050, 11059, 11086, 11094, 11116, 11120, 11100, 11080, 11059, 10989, 10928, 10839, 10738, 10621, 10498, 10348, 10187, 10012, 9818, 9650, 9439, 9246, 9069, 8853, 8685, 8505, 8295, 8072, 7876, 7659, 7472, 7310, 7166, 7035, 6923, 6816, 6729, 6652, 6574, 6538, 6456, 6384, 6310, 6206, 6110, 6050, 5968, 5910, 5866, 5814, 5795, 5782, 5766, 5782, 5782, 5771, 5771]
GI01SUMO-RID16-07-NUTNRB000 |  | GI01SUMO-00003 | 3 |  | 270 | CC_lower_wavelength_limit_for_spectra_fit | 217 | On NSIF Constant
GI01SUMO-RID16-07-NUTNRB000 |  | GI01SUMO-00003 | 3 |  | 270 | CC_upper_wavelength_limit_for_spectra_fit | 240 | Constant
GI01SUMO-RID16-07-NUTNRB000 |  | GI01SUMO-00003 | 3 |  | 270 | CC_cal_temp | 19.98
GI01SUMO-RID16-07-NUTNRB000 |  | GI01SUMO-00003 | 3 |  | 270 | CC_wl | [189.64, 190.43, 191.23, 192.03, 192.83, 193.62, 194.42, 195.22, 196.02, 196.82, 197.62, 198.42, 199.22, 200.01, 200.81, 201.61, 202.41, 203.21, 204.01, 204.81, 205.61, 206.41, 207.22, 208.02, 208.82, 209.62, 210.42, 211.22, 212.02, 212.82, 213.62, 214.43, 215.23, 216.03, 216.83, 217.63, 218.44, 219.24, 220.04, 220.84, 221.65, 222.45, 223.25, 224.06, 224.86, 225.66, 226.46, 227.27, 228.07, 228.87, 229.68, 230.48, 231.29, 232.09, 232.89, 233.7, 234.5, 235.31, 236.11, 236.91, 237.72, 238.52, 239.33, 240.13, 240.94, 241.74, 242.55, 243.35, 244.15, 244.96, 245.76, 246.57, 247.37, 248.18, 248.98, 249.79, 250.59, 251.4, 252.2, 253.01, 253.81, 254.62, 255.42, 256.23, 257.04, 257.84, 258.65, 259.45, 260.26, 261.06, 261.87, 262.67, 263.48, 264.28, 265.09, 265.89, 266.7, 267.51, 268.31, 269.12, 269.92, 270.73, 271.53, 272.34, 273.14, 273.95, 274.75, 275.56, 276.36, 277.17, 277.97, 278.78, 279.58, 280.39, 281.19, 282, 282.8, 283.61, 284.41, 285.22, 286.02, 286.83, 287.63, 288.44, 289.24, 290.05, 290.85, 291.66, 292.46, 293.26, 294.07, 294.87, 295.68, 296.48, 297.28, 298.09, 298.89, 299.7, 300.5, 301.3, 302.11, 302.91, 303.71, 304.52, 305.32, 306.12, 306.93, 307.73, 308.53, 309.33, 310.14, 310.94, 311.74, 312.54, 313.35, 314.15, 314.95, 315.75, 316.55, 317.36, 318.16, 318.96, 319.76, 320.56, 321.36, 322.16, 322.96, 323.76, 324.57, 325.37, 326.17, 326.97, 327.77, 328.57, 329.37, 330.17, 330.96, 331.76, 332.56, 333.36, 334.16, 334.96, 335.76, 336.56, 337.35, 338.15, 338.95, 339.75, 340.55, 341.34, 342.14, 342.94, 343.73, 344.53, 345.33, 346.12, 346.92, 347.71, 348.51, 349.31, 350.1, 350.9, 351.69, 352.49, 353.28, 354.08, 354.87, 355.66, 356.46, 357.25, 358.04, 358.84, 359.63, 360.42, 361.22, 362.01, 362.8, 363.59, 364.38, 365.17, 365.97, 366.76, 367.55, 368.34, 369.13, 369.92, 370.71, 371.5, 372.29, 373.08, 373.86, 374.65, 375.44, 376.23, 377.02, 377.8, 378.59, 379.38, 380.17, 380.95, 381.74, 382.52, 383.31, 384.1, 384.88, 385.67, 386.45, 387.24, 388.02, 388.8, 389.59, 390.37, 391.15, 391.94, 392.72, 393.5]
GI01SUMO-RID16-07-NUTNRB000 |  | GI01SUMO-00003 | 3 |  | 270 | CC_eno3 | [-0.00185565, 0.00451102, 0.00032752, 0.00171482, -0.00274591, -0.00170736, 0.0032699, -0.00031188, 0.00167142, 0.01312364, 0.00501464, -0.00153899, 0.00055344, 0.00544413, 0.00724023, 0.00153202, 0.00606216, 0.00291527, 0.00150616, 0.00081999, -0.00212872, 0.00075952, 0.00166572, 0.00405915, 0.00624618, 0.00687403, 0.00666833, 0.00667069, 0.0066733, 0.00637552, 0.00600852, 0.00573807, 0.00537644, 0.0050424, 0.00468838, 0.00436641, 0.00403612, 0.00370952, 0.00339824, 0.00310007, 0.00280049, 0.0025224, 0.00225492, 0.00199633, 0.00176224, 0.00154177, 0.00133809, 0.00116421, 0.00099408, 0.00084937, 0.00071833, 0.00060792, 0.00051268, 0.00042308, 0.00034667, 0.00028303, 0.00022535, 0.00018252, 0.00014521, 0.00011207, 0.00007991, 0.00006, 0.00004431, 0.00003072, 0.00001897, 0.00001054, 0.00000018, -0.00000361, -0.00000464, -0.00001449, -0.00001323, -0.00001155, -0.00000745, -0.00001196, -0.00000704, -0.00000602, -0.00000281, 0.00000099, -0.00000873, -0.00000244, -0.00000212, -0.00000731, -0.00000178, -0.00000162, 0.00000535, 0.00001828, 0.00000564, 0.00001613, 0.00001984, 0.00002669, 0.00002635, 0.00003127, 0.00003407, 0.00003472, 0.0000415, 0.00003983, 0.00005355, 0.00005945, 0.00006758, 0.00007088, 0.00006991, 0.00006838, 0.0000718, 0.00007456, 0.00008736, 0.00008686, 0.00009435, 0.00009878, 0.00010016, 0.00009551, 0.00010514, 0.00010367, 0.00011487, 0.00011535, 0.00011482, 0.00012189, 0.00013716, 0.00013965, 0.00013978, 0.00015398, 0.00012931, 0.00015124, 0.00016288, 0.00014429, 0.00015503, 0.00016067, 0.00016332, 0.00017343, 0.0001752, 0.0001802, 0.00018826, 0.0001868, 0.00019391, 0.00019443, 0.00019229, 0.000197, 0.0002089, 0.00020872, 0.0002156, 0.00022376, 0.00021736, 0.00022556, 0.00023759, 0.00023418, 0.00023107, 0.00023544, 0.00023866, 0.00024066, 0.00025412, 0.00024998, 0.0002612, 0.00026532, 0.00027037, 0.00027117, 0.00027467, 0.00027816, 0.00028309, 0.00029588, 0.00029172, 0.00029639, 0.00029577, 0.00029491, 0.00030149, 0.00030533, 0.00030162, 0.00031177, 0.00031429, 0.00031051, 0.00032358, 0.0003156, 0.0003283, 0.00033058, 0.00034316, 0.00033625, 0.00034621, 0.00033716, 0.00034785, 0.00035728, 0.00035982, 0.00035215, 0.00034658, 0.00036305, 0.00037325, 0.00037471, 0.0003753, 0.00039678, 0.00038699, 0.0003892, 0.00039545, 0.00039273, 0.00040797, 0.00039303, 0.0004124, 0.00041293, 0.00040932, 0.00041469, 0.00043499, 0.0004305, 0.00043182, 0.00043228, 0.00043437, 0.00045305, 0.00044682, 0.00044811, 0.00045846, 0.00044901, 0.00044527, 0.00044236, 0.00047278, 0.0004649, 0.0004628, 0.00047169, 0.00047807, 0.00048881, 0.0004902, 0.00049328, 0.00048299, 0.00051213, 0.00049609, 0.00051488, 0.00049253, 0.00052033, 0.00052155, 0.00053376, 0.00051867, 0.00050999, 0.00053863, 0.00052624, 0.00052671, 0.00052701, 0.00054974, 0.00055872, 0.00054309, 0.00055068, 0.00056091, 0.00055834, 0.00054384, 0.00055672, 0.00058202, 0.00058338, 0.00057487, 0.0005944, 0.00057817, 0.00060409, 0.00058417, 0.00059094, 0.000587, 0.00062629, 0.00059903, 0.00061685, 0.00063487, 0.00062283, 0.00063287, 0.00062547, 0.00064032, 0.000644]
GI01SUMO-RID16-07-NUTNRB000 |  | GI01SUMO-00003 | 3 |  | 270 | CC_eswa | [0.00157936, 0.00723742, 0.00416222, 0.00455034, 0.00568443, 0.01262938, 0.00494421, 0.00874256, 0.00831966, 0.00911224, 0.00967704, 0.0112221, 0.01730932, 0.02898074, 0.04063908, 0.04553775, 0.0532078, 0.05809531, 0.06261065, 0.06319438, 0.06856905, 0.06577382, 0.06052179, 0.05563519, 0.04865277, 0.04204209, 0.0356583, 0.02979502, 0.0245698, 0.02020713, 0.01647696, 0.01332929, 0.01071684, 0.00858788, 0.00684881, 0.00544246, 0.00430458, 0.00339434, 0.00267265, 0.00209548, 0.00164642, 0.00128, 0.00101319, 0.00079318, 0.00062234, 0.0004931, 0.00039841, 0.00031057, 0.000258, 0.00020687, 0.00017935, 0.00014654, 0.00012304, 0.00011367, 0.0000894, 0.00007952, 0.0000718, 0.00005515, 0.00004954, 0.00004212, 0.00003634, 0.00002377, 0.00001777, 0.00001205, 0.00000644, 0.0000036, 0.00000112, -0.00000133, -0.00000585, -0.00000401, -0.00000576, 0.00000147, -0.0000062, 0.00000092, -0.00000511, -0.00000391, -0.0000086, 0.00000055, 0.00000733, -0.00000714, -0.00000404, 0.00000311, 0.00000304, 0.00000048, 0.00000903, -0.00001223, 0.00000814, 0.0000069, 0.00001495, 0.00000541, 0.00001166, 0.00001371, 0.00000739, 0.0000136, 0.00001684, 0.00002116, 0.0000211, 0.00001601, 0.00001663, 0.00002682, 0.00002227, 0.0000338, 0.00003024, 0.00004692, 0.00004003, 0.00005063, 0.00003896, 0.00004642, 0.00004453, 0.00004034, 0.00004828, 0.00004848, 0.00005453, 0.0000528, 0.00006772, 0.00005645, 0.00006629, 0.00005476, 0.00006304, 0.00006162, 0.00006927, 0.00008043, 0.00007236, 0.00008694, 0.00008571, 0.0001116, 0.00009354, 0.00009917, 0.00010321, 0.00009308, 0.00009258, 0.00011718, 0.00011391, 0.0001184, 0.0001307, 0.00012507, 0.00012913, 0.00013443, 0.00013735, 0.00012814, 0.00013964, 0.00014329, 0.0001397, 0.00014193, 0.00015552, 0.00016876, 0.00016709, 0.00017656, 0.00017858, 0.00018733, 0.00017783, 0.00018434, 0.00018324, 0.0001895, 0.00019004, 0.0001978, 0.0002007, 0.00019842, 0.00019689, 0.00020345, 0.00020827, 0.00021439, 0.00021621, 0.00022195, 0.0002325, 0.00023169, 0.00023493, 0.00025119, 0.00025401, 0.00026728, 0.00025706, 0.0002603, 0.00025069, 0.000271, 0.00027783, 0.00029428, 0.00027451, 0.00029401, 0.00030152, 0.00031367, 0.00031877, 0.0003138, 0.00030698, 0.00029635, 0.00031266, 0.00030109, 0.00033151, 0.00033774, 0.00033548, 0.00034543, 0.00034406, 0.00036065, 0.00036969, 0.00035682, 0.00038517, 0.00036462, 0.00036136, 0.00037432, 0.00038544, 0.00037833, 0.00039521, 0.00037751, 0.00039159, 0.00040954, 0.00039563, 0.00041347, 0.0004188, 0.0004251, 0.00039935, 0.00042385, 0.00042408, 0.00044392, 0.00044301, 0.00045098, 0.00044987, 0.00044441, 0.00045725, 0.00046409, 0.0004376, 0.00045613, 0.00048478, 0.00048066, 0.00050919, 0.00048261, 0.00050703, 0.00051158, 0.00050611, 0.00049885, 0.00052163, 0.00052778, 0.00049668, 0.00050234, 0.00051827, 0.00053041, 0.00051771, 0.00055715, 0.00054747, 0.00058049, 0.00054689, 0.00056281, 0.00057597, 0.00056629, 0.00057311, 0.00054056, 0.00057489, 0.00058752, 0.00058765, 0.00056463, 0.00058102, 0.00060683, 0.00059077, 0.0005781, 0.00058794, 0.00061645, 0.00061507, 0.00061942]
GI01SUMO-RID16-07-NUTNRB000 |  | GI01SUMO-00003 | 3 |  | 270 | CC_di | [47, 46, 49, 52, 52, 62, 49, 60, 60, 66, 69, 83, 163, 401, 933, 1987, 3650, 5687, 7838, 9755, 11380, 12721, 13889, 15025, 16142, 17342, 18722, 20289, 22085, 24116, 26423, 28910, 31530, 34152, 36662, 38901, 40597, 41661, 42017, 41605, 40484, 38876, 37050, 35151, 33307, 31692, 30330, 29281, 28533, 28075, 27949, 28021, 28374, 28965, 29741, 30724, 31883, 33155, 34561, 36036, 37521, 38936, 40240, 41273, 41978, 42281, 42135, 41537, 40502, 39110, 37427, 35590, 33664, 31796, 29991, 28311, 26794, 25439, 24238, 23180, 22285, 21532, 20925, 20415, 20053, 19778, 19656, 19627, 19715, 19876, 20133, 20514, 20913, 21429, 21975, 22543, 23141, 23696, 24171, 24554, 24777, 24862, 24756, 24493, 24040, 23464, 22739, 21965, 21149, 20318, 19538, 18770, 18091, 17463, 16917, 16433, 16028, 15682, 15421, 15231, 15106, 15055, 15072, 15141, 15267, 15485, 15729, 16048, 16412, 16814, 17267, 17794, 18333, 18897, 19524, 20151, 20807, 21457, 22109, 22717, 23331, 23880, 24391, 24832, 25203, 25486, 25670, 25775, 25775, 25677, 25482, 25204, 24872, 24439, 23967, 23459, 22916, 22344, 21756, 21190, 20637, 20093, 19587, 19123, 18670, 18235, 17827, 17457, 17074, 16707, 16325, 15937, 15578, 15242, 14944, 14683, 14415, 14208, 14039, 13886, 13779, 13678, 13611, 13544, 13511, 13466, 13430, 13400, 13359, 13333, 13287, 13237, 13197, 13147, 13147, 13121, 13108, 13092, 13080, 13067, 13063, 13052, 13068, 13079, 13063, 13045, 13036, 13028, 12967, 12920, 12859, 12789, 12689, 12583, 12443, 12287, 12116, 11958, 11735, 11594, 11409, 11230, 11039, 10781, 10520, 10241, 9973, 9711, 9480, 9268, 9073, 8891, 8727, 8588, 8465, 8355, 8266, 8168, 8023, 7871, 7712, 7571, 7441, 7310, 7202, 7134, 7043, 6982, 6931, 6894, 6850, 6806, 6804, 6823, 6800, 6800]
GI01SUMO-SBD12-04-PCO2AA000 |  | GI01SUMO-00003 | 3 |  | 34-229-50A |  |  | No Calibration Coefficient
GI01SUMO-SBD12-05-WAVSSA000 |  | GI01SUMO-00003 | 3 |  | TAS05791 | CC_lat | 59.9341
GI01SUMO-SBD12-05-WAVSSA000 |  | GI01SUMO-00003 | 3 |  | TAS05791 | CC_lon | -39.4673
GI01SUMO-SBD12-08-FDCHPA000 |  | GI01SUMO-00003 | 3 |  | 133908 | CC_lat | 59.9341 | Group 5 addition.
GI01SUMO-SBD12-08-FDCHPA000 |  | GI01SUMO-00003 | 3 |  | 133908 | CC_lon | -39.4673
GI01SUMO-SBD12-01-OPTAAD000 |  | GI01SUMO-00003 | 3 |  | 159 | CC_cwlngth | [399.60000000, 404.30000000, 408.50000000, 412.80000000, 416.90000000, 421.90000000, 426.90000000, 431.80000000, 436.10000000, 440.70000000, 446.00000000, 451.30000000, 456.20000000, 461.10000000, 466.10000000, 471.50000000, 476.80000000, 482.40000000, 487.10000000, 492.30000000, 496.70000000, 501.90000000, 507.30000000, 513.00000000, 518.40000000, 524.10000000, 528.70000000, 533.70000000, 538.20000000, 543.50000000, 548.30000000, 554.00000000, 558.90000000, 564.00000000, 569.00000000, 573.50000000, 577.80000000, 582.20000000, 585.20000000, 589.80000000, 594.20000000, 598.70000000, 603.50000000, 608.50000000, 613.00000000, 617.90000000, 622.20000000, 626.90000000, 630.90000000, 635.30000000, 639.30000000, 644.10000000, 648.30000000, 653.00000000, 657.50000000, 662.10000000, 666.20000000, 670.50000000, 674.50000000, 678.60000000, 682.20000000, 685.80000000, 689.50000000, 692.90000000, 696.00000000, 699.70000000, 702.80000000, 705.70000000, 708.70000000, 711.80000000, 714.40000000, 717.40000000, 720.10000000, 722.50000000, 724.90000000, 727.20000000, 729.40000000, 731.90000000, 733.50000000, 735.40000000, 737.20000000, 739.10000000, 741.60000000] | On Buoy bottom Use CTD data from GI01SUMO-SBD11-06-METBKA000 or GI01SUMO-SBD12-06-METBKA000.
GI01SUMO-SBD12-01-OPTAAD000 |  | GI01SUMO-00003 | 3 |  | 159 | CC_ccwo | [ -0.63318700, -0.51311000, -0.39544400, -0.29950500, -0.21183900, -0.13211300, -0.06279900, 0.01115700, 0.07250800, 0.12788500, 0.18353200, 0.22976500, 0.26683900, 0.30489400, 0.34432600, 0.37677000, 0.40659700, 0.43668600, 0.46394300, 0.49445600, 0.51771800, 0.53504400, 0.55793600, 0.57317700, 0.59072900, 0.60542000, 0.62023500, 0.63233900, 0.64482800, 0.65486900, 0.66762600, 0.67978900, 0.69085500, 0.69735600, 0.70493600, 0.70766400, 0.70783800, 0.70126100, 0.70160900, 0.68880600, 0.67436700, 0.65459100, 0.63990400, 0.63130500, 0.63204300, 0.63452600, 0.63802500, 0.64159500, 0.64159200, 0.64281900, 0.63891400, 0.63661600, 0.62921000, 0.61827100, 0.60638800, 0.60019500, 0.59162400, 0.58676100, 0.57938600, 0.56808100, 0.55363900, 0.53541000, 0.50259200, 0.46645200, 0.42313800, 0.36442600, 0.30031200, 0.22458400, 0.13533000, 0.03250300, -0.07984700, -0.20469100, -0.33465900, -0.47635300, -0.61257600, -0.74376600, -0.87456100, -0.99549600, -1.10174700, -1.19425100, -1.27062900, -1.33957000, -1.39958000]
GI01SUMO-SBD12-01-OPTAAD000 |  | GI01SUMO-00003 | 3 |  | 159 | CC_tcal | 18
GI01SUMO-SBD12-01-OPTAAD000 |  | GI01SUMO-00003 | 3 |  | 159 | CC_tbins | [ 0.29520200, 1.44689200, 2.47054900, 3.47015400, 4.48588200, 5.47814000, 6.47600000, 7.47483900, 8.46758600, 9.48739100, 10.47333300, 11.48619000, 12.51900000, 13.49421100, 14.47571400, 15.49434800, 16.46952400, 17.46904800, 18.49142900, 19.50045500, 20.48045500, 21.49565200, 22.51565200, 23.50000000, 24.48090900, 25.48000000, 26.49047600, 27.47900000, 28.47736800, 29.47277800, 30.48052600, 31.49473700, 32.47052600, 33.47421100, 34.49250000]
GI01SUMO-SBD12-01-OPTAAD000 |  | GI01SUMO-00003 | 3 |  | 159 | CC_awlngth | [400.50000000, 404.80000000, 409.40000000, 413.20000000, 417.60000000, 422.60000000, 427.60000000, 432.40000000, 436.60000000, 441.60000000, 446.90000000, 452.20000000, 457.10000000, 462.20000000, 467.10000000, 472.60000000, 478.20000000, 483.80000000, 488.50000000, 493.70000000, 498.10000000, 503.40000000, 508.80000000, 514.40000000, 519.90000000, 525.30000000, 530.10000000, 534.90000000, 539.90000000, 544.90000000, 550.40000000, 555.70000000, 561.00000000, 565.70000000, 570.80000000, 575.10000000, 579.70000000, 583.90000000, 586.60000000, 591.20000000, 595.70000000, 600.40000000, 605.10000000, 610.20000000, 614.70000000, 619.20000000, 623.70000000, 628.20000000, 632.70000000, 636.50000000, 641.10000000, 645.50000000, 650.20000000, 654.50000000, 659.10000000, 663.40000000, 668.00000000, 671.80000000, 676.30000000, 680.10000000, 683.80000000, 687.60000000, 691.00000000, 694.50000000, 697.60000000, 700.70000000, 704.40000000, 707.00000000, 710.40000000, 713.20000000, 715.80000000, 718.50000000, 721.10000000, 723.80000000, 725.90000000, 728.30000000, 730.70000000, 732.70000000, 734.50000000, 736.10000000, 738.50000000, 740.40000000, 742.60000000]
GI01SUMO-SBD12-01-OPTAAD000 |  | GI01SUMO-00003 | 3 |  | 159 | CC_acwo | [ 1.10495600, 1.24145600, 1.30335000, 1.30791600, 1.28622500, 1.24820500, 1.20631600, 1.16728900, 1.13143800, 1.10276700, 1.07626000, 1.05475900, 1.03774400, 1.02410600, 1.01354300, 1.00712600, 1.00246500, 1.00008000, 0.99952800, 0.99955900, 1.00082700, 1.00274500, 1.00504900, 1.01008500, 1.01732500, 1.02640600, 1.03628500, 1.04601900, 1.05607000, 1.06605700, 1.07652000, 1.08789000, 1.09918300, 1.10967100, 1.11800700, 1.12286100, 1.12335600, 1.11918400, 1.11624400, 1.10621600, 1.09504400, 1.08269600, 1.07567700, 1.07695200, 1.08256100, 1.09006300, 1.09723100, 1.10461500, 1.11108400, 1.11644000, 1.12017900, 1.12115300, 1.11965600, 1.11701700, 1.11444500, 1.11398900, 1.11543200, 1.11604300, 1.11427700, 1.10845000, 1.09668900, 1.07820000, 1.05228100, 1.01793000, 0.97379700, 0.92018600, 0.85475300, 0.77776600, 0.68823000, 0.58743900, 0.47396300, 0.35229500, 0.22288200, 0.08939700, -0.04120600, -0.16900000, -0.28837400, -0.39686800, -0.49518000, -0.57813500, -0.64840500, -0.70887000, -0.76216000]
GI01SUMO-SBD12-01-OPTAAD000 |  | GI01SUMO-00003 | 3 |  | 159 | CC_taarray | SheetRef:159_CC_taarray
GI01SUMO-SBD12-01-OPTAAD000 |  | GI01SUMO-00003 | 3 |  | 159 | CC_tcarray | SheetRef:159_CC_tcarray
GI01SUMO-RID16-01-OPTAAD000 |  | GI01SUMO-00003 | 3 |  | 240 | CC_cwlngth | [400.70000000, 404.30000000, 407.30000000, 410.90000000, 414.10000000, 418.20000000, 422.10000000, 426.30000000, 430.40000000, 434.50000000, 438.00000000, 442.30000000, 446.90000000, 451.50000000, 455.90000000, 460.10000000, 464.50000000, 468.90000000, 473.40000000, 478.50000000, 482.90000000, 487.40000000, 491.60000000, 496.00000000, 500.70000000, 504.80000000, 509.70000000, 514.40000000, 519.60000000, 523.70000000, 528.40000000, 532.70000000, 537.30000000, 541.50000000, 545.90000000, 550.20000000, 555.00000000, 559.40000000, 563.90000000, 567.90000000, 572.20000000, 576.30000000, 580.00000000, 584.10000000, 588.00000000, 591.80000000, 595.70000000, 600.30000000, 604.80000000, 609.70000000, 613.90000000, 618.20000000, 623.20000000, 627.70000000, 632.00000000, 636.20000000, 640.50000000, 645.30000000, 649.10000000, 654.20000000, 658.80000000, 663.20000000, 667.80000000, 672.10000000, 676.70000000, 680.60000000, 684.60000000, 688.90000000, 693.10000000, 697.00000000, 700.70000000, 704.90000000, 708.70000000, 713.20000000, 716.80000000, 720.90000000, 724.30000000, 728.60000000, 732.70000000] | On NSIF Use CTD data from GI01SUMO-RID16-03-CTDBPF000.
GI01SUMO-RID16-01-OPTAAD000 |  | GI01SUMO-00003 | 3 |  | 240 | CC_ccwo | [ -1.09946100, -1.00730700, -0.92267500, -0.83802700, -0.75528400, -0.67967100, -0.60541500, -0.54319400, -0.48331500, -0.41689000, -0.35553400, -0.30342400, -0.24738300, -0.19409100, -0.14834500, -0.10856000, -0.06687700, -0.02719700, 0.01171200, 0.04685200, 0.08456500, 0.12123800, 0.14937400, 0.18260200, 0.21580900, 0.24505800, 0.26835300, 0.29226300, 0.31725300, 0.33926600, 0.36126600, 0.38257300, 0.40237600, 0.42433500, 0.44428400, 0.46214100, 0.48251000, 0.50121100, 0.51873300, 0.53126200, 0.54285000, 0.55202200, 0.55487400, 0.55517300, 0.55229200, 0.54300300, 0.52991100, 0.51288100, 0.50588900, 0.50988500, 0.51679500, 0.52547900, 0.53629300, 0.54550100, 0.55604500, 0.56145000, 0.56436400, 0.57007300, 0.57238000, 0.56559600, 0.55966500, 0.55982900, 0.56172800, 0.56543400, 0.55971900, 0.55770600, 0.54673000, 0.52304400, 0.49152000, 0.44543400, 0.38800800, 0.31266400, 0.21260500, 0.08405900, -0.06778000, -0.24904400, -0.46618700, -0.71976200, -0.94566700]
GI01SUMO-RID16-01-OPTAAD000 |  | GI01SUMO-00003 | 3 |  | 240 | CC_tcal | 18.9
GI01SUMO-RID16-01-OPTAAD000 |  | GI01SUMO-00003 | 3 |  | 240 | CC_tbins | [ 0.08373200, 1.43887600, 2.46472700, 3.46666700, 4.47107100, 5.49333300, 6.50750000, 7.49736800, 8.48368400, 9.46611100, 10.49000000, 11.52294100, 12.50500000, 13.51850000, 14.50680000, 15.51416700, 16.51434800, 17.50954500, 18.49750000, 19.50363600, 20.51200000, 21.50772700, 22.50523800, 23.50476200, 24.51391300, 25.49000000, 26.48772700, 27.49590900, 28.52120000, 29.48625000, 30.47916700, 31.50454500, 32.51318200, 33.51571400, 34.48428600, 35.00000000]
GI01SUMO-RID16-01-OPTAAD000 |  | GI01SUMO-00003 | 3 |  | 240 | CC_awlngth | [401.40000000, 405.00000000, 408.40000000, 411.40000000, 415.10000000, 418.90000000, 423.10000000, 427.00000000, 431.10000000, 435.00000000, 439.10000000, 443.30000000, 447.90000000, 452.50000000, 456.70000000, 461.00000000, 465.20000000, 469.80000000, 474.30000000, 479.20000000, 483.90000000, 488.10000000, 492.50000000, 496.80000000, 501.50000000, 505.70000000, 510.70000000, 515.60000000, 520.40000000, 524.80000000, 529.10000000, 533.70000000, 537.70000000, 542.50000000, 546.40000000, 551.20000000, 555.80000000, 560.30000000, 564.70000000, 568.60000000, 572.90000000, 577.00000000, 580.70000000, 584.70000000, 588.60000000, 592.30000000, 596.20000000, 600.80000000, 605.50000000, 610.30000000, 614.50000000, 618.90000000, 624.00000000, 628.40000000, 632.70000000, 636.70000000, 641.20000000, 646.10000000, 650.10000000, 654.70000000, 659.30000000, 664.10000000, 668.30000000, 673.10000000, 677.30000000, 681.60000000, 685.30000000, 689.70000000, 693.90000000, 697.60000000, 701.70000000, 705.40000000, 709.70000000, 713.90000000, 717.30000000, 721.40000000, 725.10000000, 729.10000000, 733.90000000]
GI01SUMO-RID16-01-OPTAAD000 |  | GI01SUMO-00003 | 3 |  | 240 | CC_acwo | [ -2.11044200, -1.84842200, -1.64984500, -1.50846200, -1.39921300, -1.31163700, -1.23733300, -1.17103000, -1.10649600, -1.04467600, -0.98597000, -0.92939800, -0.87182700, -0.81714300, -0.76298600, -0.70990200, -0.65851500, -0.60782400, -0.55945800, -0.51063100, -0.46407000, -0.41942000, -0.37536300, -0.33256400, -0.29215400, -0.25445800, -0.21729900, -0.17988700, -0.14204100, -0.10518900, -0.06874700, -0.03315000, 0.00082300, 0.03306900, 0.06386900, 0.09432100, 0.12499600, 0.15391500, 0.18093100, 0.20616800, 0.22841600, 0.24663100, 0.26036500, 0.26994300, 0.27449100, 0.27434900, 0.27125200, 0.26993800, 0.27682100, 0.29200400, 0.31084500, 0.33124400, 0.35213000, 0.37192000, 0.39037600, 0.40758000, 0.42338900, 0.43606500, 0.44409400, 0.44976000, 0.45505700, 0.46383700, 0.47489100, 0.48534400, 0.49211400, 0.49265300, 0.48612700, 0.46974300, 0.44186500, 0.40200400, 0.34664700, 0.27053900, 0.16773400, 0.03885600, -0.11530000, -0.30470400, -0.53065400, -0.79169600, -1.05175700]
GI01SUMO-RID16-01-OPTAAD000 |  | GI01SUMO-00003 | 3 |  | 240 | CC_taarray | SheetRef:240_CC_taarray
GI01SUMO-RID16-01-OPTAAD000 |  | GI01SUMO-00003 | 3 |  | 240 | CC_tcarray | SheetRef:240_CC_tcarray
GI01SUMO-SBD12-02-FLORTD000 |  | GI01SUMO-00003 | 3 |  | 994 | CC_dark_counts_volume_scatter | 43 | On Buoy bottom Use CTD data from GI01SUMO-SBD11-06-METBKA000 or GI01SUMO-SBD12-06-METBKA000.
GI01SUMO-SBD12-02-FLORTD000 |  | GI01SUMO-00003 | 3 |  | 994 | CC_scale_factor_volume_scatter | 1.872e-06
GI01SUMO-SBD12-02-FLORTD000 |  | GI01SUMO-00003 | 3 |  | 994 | CC_dark_counts_chlorophyll_a | 47
GI01SUMO-SBD12-02-FLORTD000 |  | GI01SUMO-00003 | 3 |  | 994 | CC_scale_factor_chlorophyll_a | 0.0116
GI01SUMO-SBD12-02-FLORTD000 |  | GI01SUMO-00003 | 3 |  | 994 | CC_dark_counts_cdom | 41
GI01SUMO-SBD12-02-FLORTD000 |  | GI01SUMO-00003 | 3 |  | 994 | CC_scale_factor_cdom | 0.0734
GI01SUMO-SBD12-02-FLORTD000 |  | GI01SUMO-00003 | 3 |  | 994 | CC_scattering_angle | 124 | Constant
GI01SUMO-SBD12-02-FLORTD000 |  | GI01SUMO-00003 | 3 |  | 994 | CC_measurement_wavelength | 700 | Constant
GI01SUMO-SBD12-02-FLORTD000 |  | GI01SUMO-00003 | 3 |  | 994 | CC_angular_resolution | 1.076 | Constant
GI01SUMO-SBD12-02-FLORTD000 |  | GI01SUMO-00003 | 3 |  | 994 | CC_depolarization_ratio | 0.039 | Constant
GI01SUMO-RID16-02-FLORTD000 |  | GI01SUMO-00003 | 3 |  | 1106 | CC_dark_counts_volume_scatter | 37 | On NSIF Use CTD data from GI01SUMO-RID16-03-CTDBPF000.
GI01SUMO-RID16-02-FLORTD000 |  | GI01SUMO-00003 | 3 |  | 1106 | CC_scale_factor_volume_scatter | 1.745e-06
GI01SUMO-RID16-02-FLORTD000 |  | GI01SUMO-00003 | 3 |  | 1106 | CC_dark_counts_chlorophyll_a | 50
GI01SUMO-RID16-02-FLORTD000 |  | GI01SUMO-00003 | 3 |  | 1106 | CC_scale_factor_chlorophyll_a | 0.0116
GI01SUMO-RID16-02-FLORTD000 |  | GI01SUMO-00003 | 3 |  | 1106 | CC_dark_counts_cdom | 42
GI01SUMO-RID16-02-FLORTD000 |  | GI01SUMO-00003 | 3 |  | 1106 | CC_scale_factor_cdom | 0.0739
GI01SUMO-RID16-02-FLORTD000 |  | GI01SUMO-00003 | 3 |  | 1106 | CC_scattering_angle | 124 | Constant
GI01SUMO-RID16-02-FLORTD000 |  | GI01SUMO-00003 | 3 |  | 1106 | CC_measurement_wavelength | 700 | Constant
GI01SUMO-RID16-02-FLORTD000 |  | GI01SUMO-00003 | 3 |  | 1106 | CC_angular_resolution | 1.076 | Constant
GI01SUMO-RID16-02-FLORTD000 |  | GI01SUMO-00003 | 3 |  | 1106 | CC_depolarization_ratio | 0.039 | Constant
GI01SUMO-RID16-03-CTDBPF000 |  | GI01SUMO-00003 | 3 |  | 16-50001 | CC_lat | 59.9341 | On NSIF
GI01SUMO-RID16-03-CTDBPF000 |  | GI01SUMO-00003 | 3 |  | 16-50001 | CC_lon | -39.4673
GI01SUMO-RID16-03-CTDBPF000 |  | GI01SUMO-00003 | 3 |  | 16-50001 | CC_a0 | 0.0012473
GI01SUMO-RID16-03-CTDBPF000 |  | GI01SUMO-00003 | 3 |  | 16-50001 | CC_a1 | 0.00027649
GI01SUMO-RID16-03-CTDBPF000 |  | GI01SUMO-00003 | 3 |  | 16-50001 | CC_a2 | -1.2217e-06
GI01SUMO-RID16-03-CTDBPF000 |  | GI01SUMO-00003 | 3 |  | 16-50001 | CC_a3 | 1.8394e-07
GI01SUMO-RID16-03-CTDBPF000 |  | GI01SUMO-00003 | 3 |  | 16-50001 | CC_ptempa0 | -59.3217
GI01SUMO-RID16-03-CTDBPF000 |  | GI01SUMO-00003 | 3 |  | 16-50001 | CC_ptempa1 | 54.5036
GI01SUMO-RID16-03-CTDBPF000 |  | GI01SUMO-00003 | 3 |  | 16-50001 | CC_ptempa2 | -0.52215
GI01SUMO-RID16-03-CTDBPF000 |  | GI01SUMO-00003 | 3 |  | 16-50001 | CC_ptca0 | 525496.7
GI01SUMO-RID16-03-CTDBPF000 |  | GI01SUMO-00003 | 3 |  | 16-50001 | CC_ptca1 | 7.5728
GI01SUMO-RID16-03-CTDBPF000 |  | GI01SUMO-00003 | 3 |  | 16-50001 | CC_ptca2 | -0.24631
GI01SUMO-RID16-03-CTDBPF000 |  | GI01SUMO-00003 | 3 |  | 16-50001 | CC_ptcb0 | 25.1331
GI01SUMO-RID16-03-CTDBPF000 |  | GI01SUMO-00003 | 3 |  | 16-50001 | CC_ptcb1 | 2.5e-05
GI01SUMO-RID16-03-CTDBPF000 |  | GI01SUMO-00003 | 3 |  | 16-50001 | CC_ptcb2 | 0
GI01SUMO-RID16-03-CTDBPF000 |  | GI01SUMO-00003 | 3 |  | 16-50001 | CC_pa0 | 0.022945
GI01SUMO-RID16-03-CTDBPF000 |  | GI01SUMO-00003 | 3 |  | 16-50001 | CC_pa1 | 0.00048768
GI01SUMO-RID16-03-CTDBPF000 |  | GI01SUMO-00003 | 3 |  | 16-50001 | CC_pa2 | -6.5676e-12
GI01SUMO-RID16-03-CTDBPF000 |  | GI01SUMO-00003 | 3 |  | 16-50001 | CC_g | -0.98532
GI01SUMO-RID16-03-CTDBPF000 |  | GI01SUMO-00003 | 3 |  | 16-50001 | CC_h | 0.13721
GI01SUMO-RID16-03-CTDBPF000 |  | GI01SUMO-00003 | 3 |  | 16-50001 | CC_i | -0.00023597
GI01SUMO-RID16-03-CTDBPF000 |  | GI01SUMO-00003 | 3 |  | 16-50001 | CC_j | 3.5765e-05
GI01SUMO-RID16-03-CTDBPF000 |  | GI01SUMO-00003 | 3 |  | 16-50001 | CC_cpcor | -9.57e-08
GI01SUMO-RID16-03-CTDBPF000 |  | GI01SUMO-00003 | 3 |  | 16-50001 | CC_ctcor | 3.25e-06
GI01SUMO-RID16-04-VELPTA000 |  | GI01SUMO-00003 | 3 |  | AQD 8544 | CC_lat | 59.9341 | On NSIF
GI01SUMO-RID16-04-VELPTA000 |  | GI01SUMO-00003 | 3 |  | AQD 8544 | CC_lon | -39.4673
GI01SUMO-RID16-05-PCO2WB000 |  | GI01SUMO-00003 | 3 |  | C0099 | CC_cala | 0.0545 | On NSIF
GI01SUMO-RID16-05-PCO2WB000 |  | GI01SUMO-00003 | 3 |  | C0099 | CC_calb | 0.6081
GI01SUMO-RID16-05-PCO2WB000 |  | GI01SUMO-00003 | 3 |  | C0099 | CC_calc | -1.5068
GI01SUMO-RID16-05-PCO2WB000 |  | GI01SUMO-00003 | 3 |  | C0099 | CC_calt | 3.783
GI01SUMO-RID16-05-PCO2WB000 |  | GI01SUMO-00003 | 3 |  | C0099 | CC_ea434 | 19706
GI01SUMO-RID16-05-PCO2WB000 |  | GI01SUMO-00003 | 3 |  | C0099 | CC_ea620 | 34
GI01SUMO-RID16-05-PCO2WB000 |  | GI01SUMO-00003 | 3 |  | C0099 | CC_eb434 | 3073
GI01SUMO-RID16-05-PCO2WB000 |  | GI01SUMO-00003 | 3 |  | C0099 | CC_eb620 | 44327
GI01SUMO-RII11-02-CTDMOQ011 |  | GI01SUMO-00003 | 3 |  | 37-11476 | CC_lat | 59.9341
GI01SUMO-RII11-02-CTDMOQ011 |  | GI01SUMO-00003 | 3 |  | 37-11476 | CC_lon | -39.4673
GI01SUMO-RII11-02-CTDMOQ011 |  | GI01SUMO-00003 | 3 |  | 37-11476 | CC_p_range | 1450
GI01SUMO-RII11-02-CTDMOQ011 |  | GI01SUMO-00003 | 3 |  | 37-11476 | CC_wbotc | 5.239818e-07
GI01SUMO-RII11-02-CTDMOQ011 |  | GI01SUMO-00003 | 3 |  | 37-11476 | CC_a0 | -1.076785e-04
GI01SUMO-RII11-02-CTDMOQ011 |  | GI01SUMO-00003 | 3 |  | 37-11476 | CC_a1 | 3.095241e-04
GI01SUMO-RII11-02-CTDMOQ011 |  | GI01SUMO-00003 | 3 |  | 37-11476 | CC_a2 | -4.793795e-06
GI01SUMO-RII11-02-CTDMOQ011 |  | GI01SUMO-00003 | 3 |  | 37-11476 | CC_a3 | 2.106446e-07
GI01SUMO-RII11-02-CTDMOQ011 |  | GI01SUMO-00003 | 3 |  | 37-11476 | CC_ptempa0 | -7.644354e+01
GI01SUMO-RII11-02-CTDMOQ011 |  | GI01SUMO-00003 | 3 |  | 37-11476 | CC_ptempa1 | 4.864127e-02
GI01SUMO-RII11-02-CTDMOQ011 |  | GI01SUMO-00003 | 3 |  | 37-11476 | CC_ptempa2 | -2.230723e-07
GI01SUMO-RII11-02-CTDMOQ011 |  | GI01SUMO-00003 | 3 |  | 37-11476 | CC_ptca0 | 5.244460e+05
GI01SUMO-RII11-02-CTDMOQ011 |  | GI01SUMO-00003 | 3 |  | 37-11476 | CC_ptca1 | 1.050082e+00
GI01SUMO-RII11-02-CTDMOQ011 |  | GI01SUMO-00003 | 3 |  | 37-11476 | CC_ptca2 | 8.824656e-02
GI01SUMO-RII11-02-CTDMOQ011 |  | GI01SUMO-00003 | 3 |  | 37-11476 | CC_ptcb0 | 2.532838e+01
GI01SUMO-RII11-02-CTDMOQ011 |  | GI01SUMO-00003 | 3 |  | 37-11476 | CC_ptcb1 | -1.250000e-04
GI01SUMO-RII11-02-CTDMOQ011 |  | GI01SUMO-00003 | 3 |  | 37-11476 | CC_ptcb2 | 0.000000e+00
GI01SUMO-RII11-02-CTDMOQ011 |  | GI01SUMO-00003 | 3 |  | 37-11476 | CC_pa0 | 3.080283e-01
GI01SUMO-RII11-02-CTDMOQ011 |  | GI01SUMO-00003 | 3 |  | 37-11476 | CC_pa1 | 4.487079e-03
GI01SUMO-RII11-02-CTDMOQ011 |  | GI01SUMO-00003 | 3 |  | 37-11476 | CC_pa2 | -3.999002e-12
GI01SUMO-RII11-02-CTDMOQ011 |  | GI01SUMO-00003 | 3 |  | 37-11476 | CC_g | -9.751304e-01
GI01SUMO-RII11-02-CTDMOQ011 |  | GI01SUMO-00003 | 3 |  | 37-11476 | CC_h | 1.337102e-01
GI01SUMO-RII11-02-CTDMOQ011 |  | GI01SUMO-00003 | 3 |  | 37-11476 | CC_i | -2.062733e-04
GI01SUMO-RII11-02-CTDMOQ011 |  | GI01SUMO-00003 | 3 |  | 37-11476 | CC_j | 3.438582e-05
GI01SUMO-RII11-02-CTDMOQ011 |  | GI01SUMO-00003 | 3 |  | 37-11476 | CC_cpcor | -9.570000e-08
GI01SUMO-RII11-02-CTDMOQ011 |  | GI01SUMO-00003 | 3 |  | 37-11476 | CC_ctcor | 3.250000e-06
GI01SUMO-RII11-02-CTDMOQ012 |  | GI01SUMO-00003 | 3 |  | 37-11477 | CC_lat | 59.9341
GI01SUMO-RII11-02-CTDMOQ012 |  | GI01SUMO-00003 | 3 |  | 37-11477 | CC_lon | -39.4673
GI01SUMO-RII11-02-CTDMOQ012 |  | GI01SUMO-00003 | 3 |  | 37-11477 | CC_p_range | 1450
GI01SUMO-RII11-02-CTDMOQ012 |  | GI01SUMO-00003 | 3 |  | 37-11477 | CC_wbotc | 3.149560e-07
GI01SUMO-RII11-02-CTDMOQ012 |  | GI01SUMO-00003 | 3 |  | 37-11477 | CC_a0 | -5.776041e-05
GI01SUMO-RII11-02-CTDMOQ012 |  | GI01SUMO-00003 | 3 |  | 37-11477 | CC_a1 | 2.970928e-04
GI01SUMO-RII11-02-CTDMOQ012 |  | GI01SUMO-00003 | 3 |  | 37-11477 | CC_a2 | -3.827843e-06
GI01SUMO-RII11-02-CTDMOQ012 |  | GI01SUMO-00003 | 3 |  | 37-11477 | CC_a3 | 1.864652e-07
GI01SUMO-RII11-02-CTDMOQ012 |  | GI01SUMO-00003 | 3 |  | 37-11477 | CC_ptempa0 | -7.053537e+01
GI01SUMO-RII11-02-CTDMOQ012 |  | GI01SUMO-00003 | 3 |  | 37-11477 | CC_ptempa1 | 5.065163e-02
GI01SUMO-RII11-02-CTDMOQ012 |  | GI01SUMO-00003 | 3 |  | 37-11477 | CC_ptempa2 | -4.383899e-07
GI01SUMO-RII11-02-CTDMOQ012 |  | GI01SUMO-00003 | 3 |  | 37-11477 | CC_ptca0 | 5.248011e+05
GI01SUMO-RII11-02-CTDMOQ012 |  | GI01SUMO-00003 | 3 |  | 37-11477 | CC_ptca1 | 1.144610e+00
GI01SUMO-RII11-02-CTDMOQ012 |  | GI01SUMO-00003 | 3 |  | 37-11477 | CC_ptca2 | 1.622867e-03
GI01SUMO-RII11-02-CTDMOQ012 |  | GI01SUMO-00003 | 3 |  | 37-11477 | CC_ptcb0 | 2.543300e+01
GI01SUMO-RII11-02-CTDMOQ012 |  | GI01SUMO-00003 | 3 |  | 37-11477 | CC_ptcb1 | 4.000000e-04
GI01SUMO-RII11-02-CTDMOQ012 |  | GI01SUMO-00003 | 3 |  | 37-11477 | CC_ptcb2 | 0.000000e+00
GI01SUMO-RII11-02-CTDMOQ012 |  | GI01SUMO-00003 | 3 |  | 37-11477 | CC_pa0 | 1.056151e-01
GI01SUMO-RII11-02-CTDMOQ012 |  | GI01SUMO-00003 | 3 |  | 37-11477 | CC_pa1 | 4.425572e-03
GI01SUMO-RII11-02-CTDMOQ012 |  | GI01SUMO-00003 | 3 |  | 37-11477 | CC_pa2 | -1.663539e-11
GI01SUMO-RII11-02-CTDMOQ012 |  | GI01SUMO-00003 | 3 |  | 37-11477 | CC_g | -9.966019e-01
GI01SUMO-RII11-02-CTDMOQ012 |  | GI01SUMO-00003 | 3 |  | 37-11477 | CC_h | 1.428027e-01
GI01SUMO-RII11-02-CTDMOQ012 |  | GI01SUMO-00003 | 3 |  | 37-11477 | CC_i | -2.719779e-04
GI01SUMO-RII11-02-CTDMOQ012 |  | GI01SUMO-00003 | 3 |  | 37-11477 | CC_j | 4.078893e-05
GI01SUMO-RII11-02-CTDMOQ012 |  | GI01SUMO-00003 | 3 |  | 37-11477 | CC_cpcor | -9.570000e-08
GI01SUMO-RII11-02-CTDMOQ012 |  | GI01SUMO-00003 | 3 |  | 37-11477 | CC_ctcor | 3.250000e-06
GI01SUMO-RII11-02-CTDMOQ013 |  | GI01SUMO-00003 | 3 |  | 37-11478 | CC_lat | 59.9341
GI01SUMO-RII11-02-CTDMOQ013 |  | GI01SUMO-00003 | 3 |  | 37-11478 | CC_lon | -39.4673
GI01SUMO-RII11-02-CTDMOQ013 |  | GI01SUMO-00003 | 3 |  | 37-11478 | CC_p_range | 1450
GI01SUMO-RII11-02-CTDMOQ013 |  | GI01SUMO-00003 | 3 |  | 37-11478 | CC_wbotc | 3.743861e-07
GI01SUMO-RII11-02-CTDMOQ013 |  | GI01SUMO-00003 | 3 |  | 37-11478 | CC_a0 | -1.119901e-04
GI01SUMO-RII11-02-CTDMOQ013 |  | GI01SUMO-00003 | 3 |  | 37-11478 | CC_a1 | 3.098928e-04
GI01SUMO-RII11-02-CTDMOQ013 |  | GI01SUMO-00003 | 3 |  | 37-11478 | CC_a2 | -4.731980e-06
GI01SUMO-RII11-02-CTDMOQ013 |  | GI01SUMO-00003 | 3 |  | 37-11478 | CC_a3 | 2.099144e-07
GI01SUMO-RII11-02-CTDMOQ013 |  | GI01SUMO-00003 | 3 |  | 37-11478 | CC_ptempa0 | -7.033880e+01
GI01SUMO-RII11-02-CTDMOQ013 |  | GI01SUMO-00003 | 3 |  | 37-11478 | CC_ptempa1 | 5.072598e-02
GI01SUMO-RII11-02-CTDMOQ013 |  | GI01SUMO-00003 | 3 |  | 37-11478 | CC_ptempa2 | -4.577424e-07
GI01SUMO-RII11-02-CTDMOQ013 |  | GI01SUMO-00003 | 3 |  | 37-11478 | CC_ptca0 | 5.248986e+05
GI01SUMO-RII11-02-CTDMOQ013 |  | GI01SUMO-00003 | 3 |  | 37-11478 | CC_ptca1 | -1.170894e+00
GI01SUMO-RII11-02-CTDMOQ013 |  | GI01SUMO-00003 | 3 |  | 37-11478 | CC_ptca2 | 1.234565e-02
GI01SUMO-RII11-02-CTDMOQ013 |  | GI01SUMO-00003 | 3 |  | 37-11478 | CC_ptcb0 | 2.549912e+01
GI01SUMO-RII11-02-CTDMOQ013 |  | GI01SUMO-00003 | 3 |  | 37-11478 | CC_ptcb1 | -2.375000e-03
GI01SUMO-RII11-02-CTDMOQ013 |  | GI01SUMO-00003 | 3 |  | 37-11478 | CC_ptcb2 | 0.000000e+00
GI01SUMO-RII11-02-CTDMOQ013 |  | GI01SUMO-00003 | 3 |  | 37-11478 | CC_pa0 | -2.370869e-02
GI01SUMO-RII11-02-CTDMOQ013 |  | GI01SUMO-00003 | 3 |  | 37-11478 | CC_pa1 | 4.416751e-03
GI01SUMO-RII11-02-CTDMOQ013 |  | GI01SUMO-00003 | 3 |  | 37-11478 | CC_pa2 | -1.750134e-11
GI01SUMO-RII11-02-CTDMOQ013 |  | GI01SUMO-00003 | 3 |  | 37-11478 | CC_g | -9.829751e-01
GI01SUMO-RII11-02-CTDMOQ013 |  | GI01SUMO-00003 | 3 |  | 37-11478 | CC_h | 1.381804e-01
GI01SUMO-RII11-02-CTDMOQ013 |  | GI01SUMO-00003 | 3 |  | 37-11478 | CC_i | -2.450015e-04
GI01SUMO-RII11-02-CTDMOQ013 |  | GI01SUMO-00003 | 3 |  | 37-11478 | CC_j | 3.714290e-05
GI01SUMO-RII11-02-CTDMOQ013 |  | GI01SUMO-00003 | 3 |  | 37-11478 | CC_cpcor | -9.570000e-08
GI01SUMO-RII11-02-CTDMOQ013 |  | GI01SUMO-00003 | 3 |  | 37-11478 | CC_ctcor | 3.250000e-06
GI01SUMO-RII11-02-CTDMOQ014 |  | GI01SUMO-00003 | 3 |  | 37-11479 | CC_lat | 59.9341
GI01SUMO-RII11-02-CTDMOQ014 |  | GI01SUMO-00003 | 3 |  | 37-11479 | CC_lon | -39.4673
GI01SUMO-RII11-02-CTDMOQ014 |  | GI01SUMO-00003 | 3 |  | 37-11479 | CC_p_range | 1450
GI01SUMO-RII11-02-CTDMOQ014 |  | GI01SUMO-00003 | 3 |  | 37-11479 | CC_wbotc | 5.9299e-07
GI01SUMO-RII11-02-CTDMOQ014 |  | GI01SUMO-00003 | 3 |  | 37-11479 | CC_a0 | -0.00011199
GI01SUMO-RII11-02-CTDMOQ014 |  | GI01SUMO-00003 | 3 |  | 37-11479 | CC_a1 | 0.00031169
GI01SUMO-RII11-02-CTDMOQ014 |  | GI01SUMO-00003 | 3 |  | 37-11479 | CC_a2 | -4.9405e-06
GI01SUMO-RII11-02-CTDMOQ014 |  | GI01SUMO-00003 | 3 |  | 37-11479 | CC_a3 | 2.14e-07
GI01SUMO-RII11-02-CTDMOQ014 |  | GI01SUMO-00003 | 3 |  | 37-11479 | CC_ptempa0 | -73.7818
GI01SUMO-RII11-02-CTDMOQ014 |  | GI01SUMO-00003 | 3 |  | 37-11479 | CC_ptempa1 | 0.050974
GI01SUMO-RII11-02-CTDMOQ014 |  | GI01SUMO-00003 | 3 |  | 37-11479 | CC_ptempa2 | -6.6353e-07
GI01SUMO-RII11-02-CTDMOQ014 |  | GI01SUMO-00003 | 3 |  | 37-11479 | CC_ptca0 | 522878.5
GI01SUMO-RII11-02-CTDMOQ014 |  | GI01SUMO-00003 | 3 |  | 37-11479 | CC_ptca1 | 1.6999
GI01SUMO-RII11-02-CTDMOQ014 |  | GI01SUMO-00003 | 3 |  | 37-11479 | CC_ptca2 | 0.01485
GI01SUMO-RII11-02-CTDMOQ014 |  | GI01SUMO-00003 | 3 |  | 37-11479 | CC_ptcb0 | 25.2405
GI01SUMO-RII11-02-CTDMOQ014 |  | GI01SUMO-00003 | 3 |  | 37-11479 | CC_ptcb1 | -0.0005
GI01SUMO-RII11-02-CTDMOQ014 |  | GI01SUMO-00003 | 3 |  | 37-11479 | CC_ptcb2 | 0
GI01SUMO-RII11-02-CTDMOQ014 |  | GI01SUMO-00003 | 3 |  | 37-11479 | CC_pa0 | 0.21471
GI01SUMO-RII11-02-CTDMOQ014 |  | GI01SUMO-00003 | 3 |  | 37-11479 | CC_pa1 | 0.0044632
GI01SUMO-RII11-02-CTDMOQ014 |  | GI01SUMO-00003 | 3 |  | 37-11479 | CC_pa2 | -7.957e-12
GI01SUMO-RII11-02-CTDMOQ014 |  | GI01SUMO-00003 | 3 |  | 37-11479 | CC_g | -0.99107
GI01SUMO-RII11-02-CTDMOQ014 |  | GI01SUMO-00003 | 3 |  | 37-11479 | CC_h | 0.13928
GI01SUMO-RII11-02-CTDMOQ014 |  | GI01SUMO-00003 | 3 |  | 37-11479 | CC_i | -0.00018708
GI01SUMO-RII11-02-CTDMOQ014 |  | GI01SUMO-00003 | 3 |  | 37-11479 | CC_j | 3.4055e-05
GI01SUMO-RII11-02-CTDMOQ014 |  | GI01SUMO-00003 | 3 |  | 37-11479 | CC_cpcor | -9.57e-08
GI01SUMO-RII11-02-CTDMOQ014 |  | GI01SUMO-00003 | 3 |  | 37-11479 | CC_ctcor | 3.25e-06
GI01SUMO-RII11-02-CTDMOQ015 |  | GI01SUMO-00003 | 3 |  | 37-11480 | CC_lat | 59.9341
GI01SUMO-RII11-02-CTDMOQ015 |  | GI01SUMO-00003 | 3 |  | 37-11480 | CC_lon | -39.4673
GI01SUMO-RII11-02-CTDMOQ015 |  | GI01SUMO-00003 | 3 |  | 37-11480 | CC_p_range | 1450
GI01SUMO-RII11-02-CTDMOQ015 |  | GI01SUMO-00003 | 3 |  | 37-11480 | CC_wbotc | 1.555865e-07
GI01SUMO-RII11-02-CTDMOQ015 |  | GI01SUMO-00003 | 3 |  | 37-11480 | CC_a0 | -8.320652e-05
GI01SUMO-RII11-02-CTDMOQ015 |  | GI01SUMO-00003 | 3 |  | 37-11480 | CC_a1 | 3.051526e-04
GI01SUMO-RII11-02-CTDMOQ015 |  | GI01SUMO-00003 | 3 |  | 37-11480 | CC_a2 | -4.465352e-06
GI01SUMO-RII11-02-CTDMOQ015 |  | GI01SUMO-00003 | 3 |  | 37-11480 | CC_a3 | 2.010269e-07
GI01SUMO-RII11-02-CTDMOQ015 |  | GI01SUMO-00003 | 3 |  | 37-11480 | CC_ptempa0 | -7.161979e+01
GI01SUMO-RII11-02-CTDMOQ015 |  | GI01SUMO-00003 | 3 |  | 37-11480 | CC_ptempa1 | 5.033223e-02
GI01SUMO-RII11-02-CTDMOQ015 |  | GI01SUMO-00003 | 3 |  | 37-11480 | CC_ptempa2 | -4.027232e-07
GI01SUMO-RII11-02-CTDMOQ015 |  | GI01SUMO-00003 | 3 |  | 37-11480 | CC_ptca0 | 5.234543e+05
GI01SUMO-RII11-02-CTDMOQ015 |  | GI01SUMO-00003 | 3 |  | 37-11480 | CC_ptca1 | -5.145782e+00
GI01SUMO-RII11-02-CTDMOQ015 |  | GI01SUMO-00003 | 3 |  | 37-11480 | CC_ptca2 | 4.819976e-01
GI01SUMO-RII11-02-CTDMOQ015 |  | GI01SUMO-00003 | 3 |  | 37-11480 | CC_ptcb0 | 2.532325e+01
GI01SUMO-RII11-02-CTDMOQ015 |  | GI01SUMO-00003 | 3 |  | 37-11480 | CC_ptcb1 | 1.450000e-03
GI01SUMO-RII11-02-CTDMOQ015 |  | GI01SUMO-00003 | 3 |  | 37-11480 | CC_ptcb2 | 0.000000e+00
GI01SUMO-RII11-02-CTDMOQ015 |  | GI01SUMO-00003 | 3 |  | 37-11480 | CC_pa0 | 5.255180e-01
GI01SUMO-RII11-02-CTDMOQ015 |  | GI01SUMO-00003 | 3 |  | 37-11480 | CC_pa1 | 4.506801e-03
GI01SUMO-RII11-02-CTDMOQ015 |  | GI01SUMO-00003 | 3 |  | 37-11480 | CC_pa2 | -1.558480e-11
GI01SUMO-RII11-02-CTDMOQ015 |  | GI01SUMO-00003 | 3 |  | 37-11480 | CC_g | -9.812490e-01
GI01SUMO-RII11-02-CTDMOQ015 |  | GI01SUMO-00003 | 3 |  | 37-11480 | CC_h | 1.371138e-01
GI01SUMO-RII11-02-CTDMOQ015 |  | GI01SUMO-00003 | 3 |  | 37-11480 | CC_i | -1.932178e-04
GI01SUMO-RII11-02-CTDMOQ015 |  | GI01SUMO-00003 | 3 |  | 37-11480 | CC_j | 3.259374e-05
GI01SUMO-RII11-02-CTDMOQ015 |  | GI01SUMO-00003 | 3 |  | 37-11480 | CC_cpcor | -9.570000e-08
GI01SUMO-RII11-02-CTDMOQ015 |  | GI01SUMO-00003 | 3 |  | 37-11480 | CC_ctcor | 3.250000e-06
GI01SUMO-RII11-02-CTDMOQ016 |  | GI01SUMO-00003 | 3 |  | 37-11481 | CC_lat | 59.9341
GI01SUMO-RII11-02-CTDMOQ016 |  | GI01SUMO-00003 | 3 |  | 37-11481 | CC_lon | -39.4673
GI01SUMO-RII11-02-CTDMOQ016 |  | GI01SUMO-00003 | 3 |  | 37-11481 | CC_p_range | 1450
GI01SUMO-RII11-02-CTDMOQ016 |  | GI01SUMO-00003 | 3 |  | 37-11481 | CC_wbotc | 5.043383e-07
GI01SUMO-RII11-02-CTDMOQ016 |  | GI01SUMO-00003 | 3 |  | 37-11481 | CC_a0 | -1.093482e-04
GI01SUMO-RII11-02-CTDMOQ016 |  | GI01SUMO-00003 | 3 |  | 37-11481 | CC_a1 | 3.080794e-04
GI01SUMO-RII11-02-CTDMOQ016 |  | GI01SUMO-00003 | 3 |  | 37-11481 | CC_a2 | -4.550005e-06
GI01SUMO-RII11-02-CTDMOQ016 |  | GI01SUMO-00003 | 3 |  | 37-11481 | CC_a3 | 2.029911e-07
GI01SUMO-RII11-02-CTDMOQ016 |  | GI01SUMO-00003 | 3 |  | 37-11481 | CC_ptempa0 | -6.850471e+01
GI01SUMO-RII11-02-CTDMOQ016 |  | GI01SUMO-00003 | 3 |  | 37-11481 | CC_ptempa1 | 5.083661e-02
GI01SUMO-RII11-02-CTDMOQ016 |  | GI01SUMO-00003 | 3 |  | 37-11481 | CC_ptempa2 | -4.636320e-07
GI01SUMO-RII11-02-CTDMOQ016 |  | GI01SUMO-00003 | 3 |  | 37-11481 | CC_ptca0 | 5.253359e+05
GI01SUMO-RII11-02-CTDMOQ016 |  | GI01SUMO-00003 | 3 |  | 37-11481 | CC_ptca1 | -1.303740e+00
GI01SUMO-RII11-02-CTDMOQ016 |  | GI01SUMO-00003 | 3 |  | 37-11481 | CC_ptca2 | 9.109474e-02
GI01SUMO-RII11-02-CTDMOQ016 |  | GI01SUMO-00003 | 3 |  | 37-11481 | CC_ptcb0 | 2.541250e+01
GI01SUMO-RII11-02-CTDMOQ016 |  | GI01SUMO-00003 | 3 |  | 37-11481 | CC_ptcb1 | -9.000000e-04
GI01SUMO-RII11-02-CTDMOQ016 |  | GI01SUMO-00003 | 3 |  | 37-11481 | CC_ptcb2 | 0.000000e+00
GI01SUMO-RII11-02-CTDMOQ016 |  | GI01SUMO-00003 | 3 |  | 37-11481 | CC_pa0 | 1.049034e-01
GI01SUMO-RII11-02-CTDMOQ016 |  | GI01SUMO-00003 | 3 |  | 37-11481 | CC_pa1 | 4.394089e-03
GI01SUMO-RII11-02-CTDMOQ016 |  | GI01SUMO-00003 | 3 |  | 37-11481 | CC_pa2 | -1.280899e-11
GI01SUMO-RII11-02-CTDMOQ016 |  | GI01SUMO-00003 | 3 |  | 37-11481 | CC_g | -9.917584e-01
GI01SUMO-RII11-02-CTDMOQ016 |  | GI01SUMO-00003 | 3 |  | 37-11481 | CC_h | 1.422372e-01
GI01SUMO-RII11-02-CTDMOQ016 |  | GI01SUMO-00003 | 3 |  | 37-11481 | CC_i | -2.207407e-04
GI01SUMO-RII11-02-CTDMOQ016 |  | GI01SUMO-00003 | 3 |  | 37-11481 | CC_j | 3.605229e-05
GI01SUMO-RII11-02-CTDMOQ016 |  | GI01SUMO-00003 | 3 |  | 37-11481 | CC_cpcor | -9.570000e-08
GI01SUMO-RII11-02-CTDMOQ016 |  | GI01SUMO-00003 | 3 |  | 37-11481 | CC_ctcor | 3.250000e-06
GI01SUMO-RII11-02-CTDMOQ017 |  | GI01SUMO-00003 | 3 |  | 37-11482 | CC_lat | 59.9341
GI01SUMO-RII11-02-CTDMOQ017 |  | GI01SUMO-00003 | 3 |  | 37-11482 | CC_lon | -39.4673
GI01SUMO-RII11-02-CTDMOQ017 |  | GI01SUMO-00003 | 3 |  | 37-11482 | CC_p_range | 1450
GI01SUMO-RII11-02-CTDMOQ017 |  | GI01SUMO-00003 | 3 |  | 37-11482 | CC_wbotc | 7.519498e-07
GI01SUMO-RII11-02-CTDMOQ017 |  | GI01SUMO-00003 | 3 |  | 37-11482 | CC_a0 | -7.403806e-05
GI01SUMO-RII11-02-CTDMOQ017 |  | GI01SUMO-00003 | 3 |  | 37-11482 | CC_a1 | 3.011132e-04
GI01SUMO-RII11-02-CTDMOQ017 |  | GI01SUMO-00003 | 3 |  | 37-11482 | CC_a2 | -4.124521e-06
GI01SUMO-RII11-02-CTDMOQ017 |  | GI01SUMO-00003 | 3 |  | 37-11482 | CC_a3 | 1.940490e-07
GI01SUMO-RII11-02-CTDMOQ017 |  | GI01SUMO-00003 | 3 |  | 37-11482 | CC_ptempa0 | -8.005191e+01
GI01SUMO-RII11-02-CTDMOQ017 |  | GI01SUMO-00003 | 3 |  | 37-11482 | CC_ptempa1 | 5.167651e-02
GI01SUMO-RII11-02-CTDMOQ017 |  | GI01SUMO-00003 | 3 |  | 37-11482 | CC_ptempa2 | -6.772537e-07
GI01SUMO-RII11-02-CTDMOQ017 |  | GI01SUMO-00003 | 3 |  | 37-11482 | CC_ptca0 | 5.240772e+05
GI01SUMO-RII11-02-CTDMOQ017 |  | GI01SUMO-00003 | 3 |  | 37-11482 | CC_ptca1 | -9.443699e-01
GI01SUMO-RII11-02-CTDMOQ017 |  | GI01SUMO-00003 | 3 |  | 37-11482 | CC_ptca2 | 5.948922e-02
GI01SUMO-RII11-02-CTDMOQ017 |  | GI01SUMO-00003 | 3 |  | 37-11482 | CC_ptcb0 | 2.538125e+01
GI01SUMO-RII11-02-CTDMOQ017 |  | GI01SUMO-00003 | 3 |  | 37-11482 | CC_ptcb1 | -3.500000e-04
GI01SUMO-RII11-02-CTDMOQ017 |  | GI01SUMO-00003 | 3 |  | 37-11482 | CC_ptcb2 | 0.000000e+00
GI01SUMO-RII11-02-CTDMOQ017 |  | GI01SUMO-00003 | 3 |  | 37-11482 | CC_pa0 | 4.560028e-02
GI01SUMO-RII11-02-CTDMOQ017 |  | GI01SUMO-00003 | 3 |  | 37-11482 | CC_pa1 | 4.458568e-03
GI01SUMO-RII11-02-CTDMOQ017 |  | GI01SUMO-00003 | 3 |  | 37-11482 | CC_pa2 | -1.311304e-11
GI01SUMO-RII11-02-CTDMOQ017 |  | GI01SUMO-00003 | 3 |  | 37-11482 | CC_g | -1.008366e+00
GI01SUMO-RII11-02-CTDMOQ017 |  | GI01SUMO-00003 | 3 |  | 37-11482 | CC_h | 1.429327e-01
GI01SUMO-RII11-02-CTDMOQ017 |  | GI01SUMO-00003 | 3 |  | 37-11482 | CC_i | -2.477590e-04
GI01SUMO-RII11-02-CTDMOQ017 |  | GI01SUMO-00003 | 3 |  | 37-11482 | CC_j | 3.882213e-05
GI01SUMO-RII11-02-CTDMOQ017 |  | GI01SUMO-00003 | 3 |  | 37-11482 | CC_cpcor | -9.570000e-08
GI01SUMO-RII11-02-CTDMOQ017 |  | GI01SUMO-00003 | 3 |  | 37-11482 | CC_ctcor | 3.250000e-06
GI01SUMO-RII11-02-CTDMOR018 |  | GI01SUMO-00003 | 3 |  | 37-11483 | CC_lat | 59.9341
GI01SUMO-RII11-02-CTDMOR018 |  | GI01SUMO-00003 | 3 |  | 37-11483 | CC_lon | -39.4673
GI01SUMO-RII11-02-CTDMOR018 |  | GI01SUMO-00003 | 3 |  | 37-11483 | CC_p_range | 5076
GI01SUMO-RII11-02-CTDMOR018 |  | GI01SUMO-00003 | 3 |  | 37-11483 | CC_wbotc | 2.843880e-07
GI01SUMO-RII11-02-CTDMOR018 |  | GI01SUMO-00003 | 3 |  | 37-11483 | CC_a0 | -9.608619e-05
GI01SUMO-RII11-02-CTDMOR018 |  | GI01SUMO-00003 | 3 |  | 37-11483 | CC_a1 | 3.084751e-04
GI01SUMO-RII11-02-CTDMOR018 |  | GI01SUMO-00003 | 3 |  | 37-11483 | CC_a2 | -4.738610e-06
GI01SUMO-RII11-02-CTDMOR018 |  | GI01SUMO-00003 | 3 |  | 37-11483 | CC_a3 | 2.089429e-07
GI01SUMO-RII11-02-CTDMOR018 |  | GI01SUMO-00003 | 3 |  | 37-11483 | CC_ptempa0 | -7.585990e+01
GI01SUMO-RII11-02-CTDMOR018 |  | GI01SUMO-00003 | 3 |  | 37-11483 | CC_ptempa1 | 4.863592e-02
GI01SUMO-RII11-02-CTDMOR018 |  | GI01SUMO-00003 | 3 |  | 37-11483 | CC_ptempa2 | -2.230723e-07
GI01SUMO-RII11-02-CTDMOR018 |  | GI01SUMO-00003 | 3 |  | 37-11483 | CC_ptca0 | 5.241788e+05
GI01SUMO-RII11-02-CTDMOR018 |  | GI01SUMO-00003 | 3 |  | 37-11483 | CC_ptca1 | -3.066641e+00
GI01SUMO-RII11-02-CTDMOR018 |  | GI01SUMO-00003 | 3 |  | 37-11483 | CC_ptca2 | -7.533228e-02
GI01SUMO-RII11-02-CTDMOR018 |  | GI01SUMO-00003 | 3 |  | 37-11483 | CC_ptcb0 | 2.495800e+01
GI01SUMO-RII11-02-CTDMOR018 |  | GI01SUMO-00003 | 3 |  | 37-11483 | CC_ptcb1 | 1.600000e-03
GI01SUMO-RII11-02-CTDMOR018 |  | GI01SUMO-00003 | 3 |  | 37-11483 | CC_ptcb2 | 0.000000e+00
GI01SUMO-RII11-02-CTDMOR018 |  | GI01SUMO-00003 | 3 |  | 37-11483 | CC_pa0 | -1.736653e+00
GI01SUMO-RII11-02-CTDMOR018 |  | GI01SUMO-00003 | 3 |  | 37-11483 | CC_pa1 | 1.580175e-02
GI01SUMO-RII11-02-CTDMOR018 |  | GI01SUMO-00003 | 3 |  | 37-11483 | CC_pa2 | -6.718612e-10
GI01SUMO-RII11-02-CTDMOR018 |  | GI01SUMO-00003 | 3 |  | 37-11483 | CC_g | -9.774105e-01
GI01SUMO-RII11-02-CTDMOR018 |  | GI01SUMO-00003 | 3 |  | 37-11483 | CC_h | 1.408001e-01
GI01SUMO-RII11-02-CTDMOR018 |  | GI01SUMO-00003 | 3 |  | 37-11483 | CC_i | -1.902823e-04
GI01SUMO-RII11-02-CTDMOR018 |  | GI01SUMO-00003 | 3 |  | 37-11483 | CC_j | 3.494402e-05
GI01SUMO-RII11-02-CTDMOR018 |  | GI01SUMO-00003 | 3 |  | 37-11483 | CC_cpcor | -9.570000e-08
GI01SUMO-RII11-02-CTDMOR018 |  | GI01SUMO-00003 | 3 |  | 37-11483 | CC_ctcor | 3.250000e-06
GI01SUMO-RII11-02-CTDMOR019 |  | GI01SUMO-00003 | 3 |  | 37-11484 | CC_lat | 59.9341
GI01SUMO-RII11-02-CTDMOR019 |  | GI01SUMO-00003 | 3 |  | 37-11484 | CC_lon | -39.4673
GI01SUMO-RII11-02-CTDMOR019 |  | GI01SUMO-00003 | 3 |  | 37-11484 | CC_p_range | 5076
GI01SUMO-RII11-02-CTDMOR019 |  | GI01SUMO-00003 | 3 |  | 37-11484 | CC_wbotc | 2.815514e-07
GI01SUMO-RII11-02-CTDMOR019 |  | GI01SUMO-00003 | 3 |  | 37-11484 | CC_a0 | -1.198292e-06
GI01SUMO-RII11-02-CTDMOR019 |  | GI01SUMO-00003 | 3 |  | 37-11484 | CC_a1 | 2.862312e-04
GI01SUMO-RII11-02-CTDMOR019 |  | GI01SUMO-00003 | 3 |  | 37-11484 | CC_a2 | -3.029672e-06
GI01SUMO-RII11-02-CTDMOR019 |  | GI01SUMO-00003 | 3 |  | 37-11484 | CC_a3 | 1.626443e-07
GI01SUMO-RII11-02-CTDMOR019 |  | GI01SUMO-00003 | 3 |  | 37-11484 | CC_ptempa0 | -8.907405e+01
GI01SUMO-RII11-02-CTDMOR019 |  | GI01SUMO-00003 | 3 |  | 37-11484 | CC_ptempa1 | 5.769650e-02
GI01SUMO-RII11-02-CTDMOR019 |  | GI01SUMO-00003 | 3 |  | 37-11484 | CC_ptempa2 | -1.394627e-06
GI01SUMO-RII11-02-CTDMOR019 |  | GI01SUMO-00003 | 3 |  | 37-11484 | CC_ptca0 | 5.222801e+05
GI01SUMO-RII11-02-CTDMOR019 |  | GI01SUMO-00003 | 3 |  | 37-11484 | CC_ptca1 | -3.088565e+00
GI01SUMO-RII11-02-CTDMOR019 |  | GI01SUMO-00003 | 3 |  | 37-11484 | CC_ptca2 | 2.320342e-01
GI01SUMO-RII11-02-CTDMOR019 |  | GI01SUMO-00003 | 3 |  | 37-11484 | CC_ptcb0 | 2.522588e+01
GI01SUMO-RII11-02-CTDMOR019 |  | GI01SUMO-00003 | 3 |  | 37-11484 | CC_ptcb1 | 3.750000e-04
GI01SUMO-RII11-02-CTDMOR019 |  | GI01SUMO-00003 | 3 |  | 37-11484 | CC_ptcb2 | 0.000000e+00
GI01SUMO-RII11-02-CTDMOR019 |  | GI01SUMO-00003 | 3 |  | 37-11484 | CC_pa0 | 7.505200e-01
GI01SUMO-RII11-02-CTDMOR019 |  | GI01SUMO-00003 | 3 |  | 37-11484 | CC_pa1 | 1.589772e-02
GI01SUMO-RII11-02-CTDMOR019 |  | GI01SUMO-00003 | 3 |  | 37-11484 | CC_pa2 | -6.234681e-10
GI01SUMO-RII11-02-CTDMOR019 |  | GI01SUMO-00003 | 3 |  | 37-11484 | CC_g | -9.966707e-01
GI01SUMO-RII11-02-CTDMOR019 |  | GI01SUMO-00003 | 3 |  | 37-11484 | CC_h | 1.408191e-01
GI01SUMO-RII11-02-CTDMOR019 |  | GI01SUMO-00003 | 3 |  | 37-11484 | CC_i | -2.312485e-04
GI01SUMO-RII11-02-CTDMOR019 |  | GI01SUMO-00003 | 3 |  | 37-11484 | CC_j | 3.737094e-05
GI01SUMO-RII11-02-CTDMOR019 |  | GI01SUMO-00003 | 3 |  | 37-11484 | CC_cpcor | -9.570000e-08
GI01SUMO-RII11-02-CTDMOR019 |  | GI01SUMO-00003 | 3 |  | 37-11484 | CC_ctcor | 3.250000e-06
GI01SUMO-RII11-02-CTDMOR020 |  | GI01SUMO-00003 | 3 |  | 37-11485 | CC_lat | 59.9341
GI01SUMO-RII11-02-CTDMOR020 |  | GI01SUMO-00003 | 3 |  | 37-11485 | CC_lon | -39.4673
GI01SUMO-RII11-02-CTDMOR020 |  | GI01SUMO-00003 | 3 |  | 37-11485 | CC_p_range | 5076
GI01SUMO-RII11-02-CTDMOR020 |  | GI01SUMO-00003 | 3 |  | 37-11485 | CC_wbotc | -3.147422e-08
GI01SUMO-RII11-02-CTDMOR020 |  | GI01SUMO-00003 | 3 |  | 37-11485 | CC_a0 | -6.824374e-05
GI01SUMO-RII11-02-CTDMOR020 |  | GI01SUMO-00003 | 3 |  | 37-11485 | CC_a1 | 3.003860e-04
GI01SUMO-RII11-02-CTDMOR020 |  | GI01SUMO-00003 | 3 |  | 37-11485 | CC_a2 | -4.062030e-06
GI01SUMO-RII11-02-CTDMOR020 |  | GI01SUMO-00003 | 3 |  | 37-11485 | CC_a3 | 1.908730e-07
GI01SUMO-RII11-02-CTDMOR020 |  | GI01SUMO-00003 | 3 |  | 37-11485 | CC_ptempa0 | -7.456882e+01
GI01SUMO-RII11-02-CTDMOR020 |  | GI01SUMO-00003 | 3 |  | 37-11485 | CC_ptempa1 | 5.070778e-02
GI01SUMO-RII11-02-CTDMOR020 |  | GI01SUMO-00003 | 3 |  | 37-11485 | CC_ptempa2 | -7.533925e-07
GI01SUMO-RII11-02-CTDMOR020 |  | GI01SUMO-00003 | 3 |  | 37-11485 | CC_ptca0 | 5.248577e+05
GI01SUMO-RII11-02-CTDMOR020 |  | GI01SUMO-00003 | 3 |  | 37-11485 | CC_ptca1 | 2.263020e-01
GI01SUMO-RII11-02-CTDMOR020 |  | GI01SUMO-00003 | 3 |  | 37-11485 | CC_ptca2 | 2.159455e-03
GI01SUMO-RII11-02-CTDMOR020 |  | GI01SUMO-00003 | 3 |  | 37-11485 | CC_ptcb0 | 2.521750e+01
GI01SUMO-RII11-02-CTDMOR020 |  | GI01SUMO-00003 | 3 |  | 37-11485 | CC_ptcb1 | -1.000000e-04
GI01SUMO-RII11-02-CTDMOR020 |  | GI01SUMO-00003 | 3 |  | 37-11485 | CC_ptcb2 | 0.000000e+00
GI01SUMO-RII11-02-CTDMOR020 |  | GI01SUMO-00003 | 3 |  | 37-11485 | CC_pa0 | 1.028293e-01
GI01SUMO-RII11-02-CTDMOR020 |  | GI01SUMO-00003 | 3 |  | 37-11485 | CC_pa1 | 1.604223e-02
GI01SUMO-RII11-02-CTDMOR020 |  | GI01SUMO-00003 | 3 |  | 37-11485 | CC_pa2 | -6.479927e-10
GI01SUMO-RII11-02-CTDMOR020 |  | GI01SUMO-00003 | 3 |  | 37-11485 | CC_g | -9.788395e-01
GI01SUMO-RII11-02-CTDMOR020 |  | GI01SUMO-00003 | 3 |  | 37-11485 | CC_h | 1.399832e-01
GI01SUMO-RII11-02-CTDMOR020 |  | GI01SUMO-00003 | 3 |  | 37-11485 | CC_i | -2.258649e-04
GI01SUMO-RII11-02-CTDMOR020 |  | GI01SUMO-00003 | 3 |  | 37-11485 | CC_j | 3.701834e-05
GI01SUMO-RII11-02-CTDMOR020 |  | GI01SUMO-00003 | 3 |  | 37-11485 | CC_cpcor | -9.570000e-08
GI01SUMO-RII11-02-CTDMOR020 |  | GI01SUMO-00003 | 3 |  | 37-11485 | CC_ctcor | 3.250000e-06
GI01SUMO-RII11-02-PHSENE041 |  | GI01SUMO-00003 | 3 |  | P0071 | CC_ea434 | 17372
GI01SUMO-RII11-02-PHSENE041 |  | GI01SUMO-00003 | 3 |  | P0071 | CC_eb434 | 2284
GI01SUMO-RII11-02-PHSENE041 |  | GI01SUMO-00003 | 3 |  | P0071 | CC_ea578 | 94.1
GI01SUMO-RII11-02-PHSENE041 |  | GI01SUMO-00003 | 3 |  | P0071 | CC_eb578 | 38676
GI01SUMO-RII11-02-PHSENE041 |  | GI01SUMO-00003 | 3 |  | P0071 | CC_ind_slp | 1
GI01SUMO-RII11-02-PHSENE041 |  | GI01SUMO-00003 | 3 |  | P0071 | CC_ind_off | 0
GI01SUMO-RII11-02-PHSENE041 |  | GI01SUMO-00003 | 3 |  | P0071 | CC_psal | 35 | Constant
GI01SUMO-RII11-02-PHSENE042 |  | GI01SUMO-00003 | 3 |  | P0101 | CC_ea434 | 17372
GI01SUMO-RII11-02-PHSENE042 |  | GI01SUMO-00003 | 3 |  | P0101 | CC_eb434 | 2284
GI01SUMO-RII11-02-PHSENE042 |  | GI01SUMO-00003 | 3 |  | P0101 | CC_ea578 | 94.1
GI01SUMO-RII11-02-PHSENE042 |  | GI01SUMO-00003 | 3 |  | P0101 | CC_eb578 | 38676
GI01SUMO-RII11-02-PHSENE042 |  | GI01SUMO-00003 | 3 |  | P0101 | CC_ind_slp | 1
GI01SUMO-RII11-02-PHSENE042 |  | GI01SUMO-00003 | 3 |  | P0101 | CC_ind_off | 0
GI01SUMO-RII11-02-PHSENE042 |  | GI01SUMO-00003 | 3 |  | P0101 | CC_psal | 35 | Constant
GI01SUMO-RII11-02-CTDBPP031 |  | GI01SUMO-00003 | 3 |  | 16-50126 | CC_lat | 59.9341 | GI01SUMO-RII11-02-CTDBPP003 will be defined in Group 5
GI01SUMO-RII11-02-CTDBPP031 |  | GI01SUMO-00003 | 3 |  | 16-50126 | CC_lon | -39.4673
GI01SUMO-RII11-02-CTDBPP031 |  | GI01SUMO-00003 | 3 |  | 16-50126 | CC_a0 | 1.220821e-03
GI01SUMO-RII11-02-CTDBPP031 |  | GI01SUMO-00003 | 3 |  | 16-50126 | CC_a1 | 2.819483e-04
GI01SUMO-RII11-02-CTDBPP031 |  | GI01SUMO-00003 | 3 |  | 16-50126 | CC_a2 | -1.734321e-06
GI01SUMO-RII11-02-CTDBPP031 |  | GI01SUMO-00003 | 3 |  | 16-50126 | CC_a3 | 2.073902e-07
GI01SUMO-RII11-02-CTDBPP031 |  | GI01SUMO-00003 | 3 |  | 16-50126 | CC_ptempa0 | -5.592841e+01
GI01SUMO-RII11-02-CTDBPP031 |  | GI01SUMO-00003 | 3 |  | 16-50126 | CC_ptempa1 | 1.283580e+02
GI01SUMO-RII11-02-CTDBPP031 |  | GI01SUMO-00003 | 3 |  | 16-50126 | CC_ptempa2 | -4.197339e+01
GI01SUMO-RII11-02-CTDBPP031 |  | GI01SUMO-00003 | 3 |  | 16-50126 | CC_ptca0 | 5.259452e+05
GI01SUMO-RII11-02-CTDBPP031 |  | GI01SUMO-00003 | 3 |  | 16-50126 | CC_ptca1 | 2.758284e+01
GI01SUMO-RII11-02-CTDBPP031 |  | GI01SUMO-00003 | 3 |  | 16-50126 | CC_ptca2 | 5.962591e-01
GI01SUMO-RII11-02-CTDBPP031 |  | GI01SUMO-00003 | 3 |  | 16-50126 | CC_ptcb0 | 2.495550e+01
GI01SUMO-RII11-02-CTDBPP031 |  | GI01SUMO-00003 | 3 |  | 16-50126 | CC_ptcb1 | -1.000000e-04
GI01SUMO-RII11-02-CTDBPP031 |  | GI01SUMO-00003 | 3 |  | 16-50126 | CC_ptcb2 | 0.000000e+00
GI01SUMO-RII11-02-CTDBPP031 |  | GI01SUMO-00003 | 3 |  | 16-50126 | CC_pa0 | 3.215839e+00
GI01SUMO-RII11-02-CTDBPP031 |  | GI01SUMO-00003 | 3 |  | 16-50126 | CC_pa1 | 3.186667e-03
GI01SUMO-RII11-02-CTDBPP031 |  | GI01SUMO-00003 | 3 |  | 16-50126 | CC_pa2 | 9.576009e-11
GI01SUMO-RII11-02-CTDBPP031 |  | GI01SUMO-00003 | 3 |  | 16-50126 | CC_g | -9.834833e-01
GI01SUMO-RII11-02-CTDBPP031 |  | GI01SUMO-00003 | 3 |  | 16-50126 | CC_h | 1.522745e-01
GI01SUMO-RII11-02-CTDBPP031 |  | GI01SUMO-00003 | 3 |  | 16-50126 | CC_i | -1.762102e-04
GI01SUMO-RII11-02-CTDBPP031 |  | GI01SUMO-00003 | 3 |  | 16-50126 | CC_j | 3.586598e-05
GI01SUMO-RII11-02-CTDBPP031 |  | GI01SUMO-00003 | 3 |  | 16-50126 | CC_cpcor | -9.570000e-08
GI01SUMO-RII11-02-CTDBPP031 |  | GI01SUMO-00003 | 3 |  | 16-50126 | CC_ctcor | 3.250000e-06
GI01SUMO-RII11-02-CTDBPP032 |  | GI01SUMO-00003 | 3 |  | 16-50137 | CC_lat | 59.9341 | GI01SUMO-RII11-02-CTDBPP201 will be defined in Group 5
GI01SUMO-RII11-02-CTDBPP032 |  | GI01SUMO-00003 | 3 |  | 16-50137 | CC_lon | -39.4673
GI01SUMO-RII11-02-CTDBPP032 |  | GI01SUMO-00003 | 3 |  | 16-50137 | CC_a0 | 1.243206e-03
GI01SUMO-RII11-02-CTDBPP032 |  | GI01SUMO-00003 | 3 |  | 16-50137 | CC_a1 | 2.717958e-04
GI01SUMO-RII11-02-CTDBPP032 |  | GI01SUMO-00003 | 3 |  | 16-50137 | CC_a2 | -4.189128e-07
GI01SUMO-RII11-02-CTDBPP032 |  | GI01SUMO-00003 | 3 |  | 16-50137 | CC_a3 | 1.558356e-07
GI01SUMO-RII11-02-CTDBPP032 |  | GI01SUMO-00003 | 3 |  | 16-50137 | CC_ptempa0 | 2.467842e+02
GI01SUMO-RII11-02-CTDBPP032 |  | GI01SUMO-00003 | 3 |  | 16-50137 | CC_ptempa1 | -1.207482e+02
GI01SUMO-RII11-02-CTDBPP032 |  | GI01SUMO-00003 | 3 |  | 16-50137 | CC_ptempa2 | 1.200722e+01
GI01SUMO-RII11-02-CTDBPP032 |  | GI01SUMO-00003 | 3 |  | 16-50137 | CC_ptca0 | 5.274695e+05
GI01SUMO-RII11-02-CTDBPP032 |  | GI01SUMO-00003 | 3 |  | 16-50137 | CC_ptca1 | 5.086524e+01
GI01SUMO-RII11-02-CTDBPP032 |  | GI01SUMO-00003 | 3 |  | 16-50137 | CC_ptca2 | 8.442987e-01
GI01SUMO-RII11-02-CTDBPP032 |  | GI01SUMO-00003 | 3 |  | 16-50137 | CC_ptcb0 | 2.504638e+01
GI01SUMO-RII11-02-CTDBPP032 |  | GI01SUMO-00003 | 3 |  | 16-50137 | CC_ptcb1 | -1.250000e-04
GI01SUMO-RII11-02-CTDBPP032 |  | GI01SUMO-00003 | 3 |  | 16-50137 | CC_ptcb2 | 0.000000e+00
GI01SUMO-RII11-02-CTDBPP032 |  | GI01SUMO-00003 | 3 |  | 16-50137 | CC_pa0 | 5.120946e+00
GI01SUMO-RII11-02-CTDBPP032 |  | GI01SUMO-00003 | 3 |  | 16-50137 | CC_pa1 | 3.191101e-03
GI01SUMO-RII11-02-CTDBPP032 |  | GI01SUMO-00003 | 3 |  | 16-50137 | CC_pa2 | 9.537961e-11
GI01SUMO-RII11-02-CTDBPP032 |  | GI01SUMO-00003 | 3 |  | 16-50137 | CC_g | -9.818415e-01
GI01SUMO-RII11-02-CTDBPP032 |  | GI01SUMO-00003 | 3 |  | 16-50137 | CC_h | 1.492934e-01
GI01SUMO-RII11-02-CTDBPP032 |  | GI01SUMO-00003 | 3 |  | 16-50137 | CC_i | -1.506133e-04
GI01SUMO-RII11-02-CTDBPP032 |  | GI01SUMO-00003 | 3 |  | 16-50137 | CC_j | 3.323813e-05
GI01SUMO-RII11-02-CTDBPP032 |  | GI01SUMO-00003 | 3 |  | 16-50137 | CC_cpcor | -9.570000e-08
GI01SUMO-RII11-02-CTDBPP032 |  | GI01SUMO-00003 | 3 |  | 16-50137 | CC_ctcor | 3.250000e-06
GI01SUMO-RII11-02-CTDBPP033 |  | GI01SUMO-00003 | 3 |  | 16-50138 | CC_lat | 59.9341 | GI01SUMO-RII11-02-CTDBPP007 will be defined in Group 5
GI01SUMO-RII11-02-CTDBPP033 |  | GI01SUMO-00003 | 3 |  | 16-50138 | CC_lon | -39.4673
GI01SUMO-RII11-02-CTDBPP033 |  | GI01SUMO-00003 | 3 |  | 16-50138 | CC_a0 | 1.246594e-03
GI01SUMO-RII11-02-CTDBPP033 |  | GI01SUMO-00003 | 3 |  | 16-50138 | CC_a1 | 2.693283e-04
GI01SUMO-RII11-02-CTDBPP033 |  | GI01SUMO-00003 | 3 |  | 16-50138 | CC_a2 | -7.760940e-08
GI01SUMO-RII11-02-CTDBPP033 |  | GI01SUMO-00003 | 3 |  | 16-50138 | CC_a3 | 1.425936e-07
GI01SUMO-RII11-02-CTDBPP033 |  | GI01SUMO-00003 | 3 |  | 16-50138 | CC_ptempa0 | 1.323687e+02
GI01SUMO-RII11-02-CTDBPP033 |  | GI01SUMO-00003 | 3 |  | 16-50138 | CC_ptempa1 | -3.470840e+01
GI01SUMO-RII11-02-CTDBPP033 |  | GI01SUMO-00003 | 3 |  | 16-50138 | CC_ptempa2 | -5.252479e+00
GI01SUMO-RII11-02-CTDBPP033 |  | GI01SUMO-00003 | 3 |  | 16-50138 | CC_ptca0 | 5.258160e+05
GI01SUMO-RII11-02-CTDBPP033 |  | GI01SUMO-00003 | 3 |  | 16-50138 | CC_ptca1 | 3.250549e+01
GI01SUMO-RII11-02-CTDBPP033 |  | GI01SUMO-00003 | 3 |  | 16-50138 | CC_ptca2 | 5.934991e-01
GI01SUMO-RII11-02-CTDBPP033 |  | GI01SUMO-00003 | 3 |  | 16-50138 | CC_ptcb0 | 2.494875e+01
GI01SUMO-RII11-02-CTDBPP033 |  | GI01SUMO-00003 | 3 |  | 16-50138 | CC_ptcb1 | 1.500000e-04
GI01SUMO-RII11-02-CTDBPP033 |  | GI01SUMO-00003 | 3 |  | 16-50138 | CC_ptcb2 | 0.000000e+00
GI01SUMO-RII11-02-CTDBPP033 |  | GI01SUMO-00003 | 3 |  | 16-50138 | CC_pa0 | 3.161131e+00
GI01SUMO-RII11-02-CTDBPP033 |  | GI01SUMO-00003 | 3 |  | 16-50138 | CC_pa1 | 3.193980e-03
GI01SUMO-RII11-02-CTDBPP033 |  | GI01SUMO-00003 | 3 |  | 16-50138 | CC_pa2 | 9.497615e-11
GI01SUMO-RII11-02-CTDBPP033 |  | GI01SUMO-00003 | 3 |  | 16-50138 | CC_g | -9.911596e-01
GI01SUMO-RII11-02-CTDBPP033 |  | GI01SUMO-00003 | 3 |  | 16-50138 | CC_h | 1.556906e-01
GI01SUMO-RII11-02-CTDBPP033 |  | GI01SUMO-00003 | 3 |  | 16-50138 | CC_i | -2.031379e-04
GI01SUMO-RII11-02-CTDBPP033 |  | GI01SUMO-00003 | 3 |  | 16-50138 | CC_j | 3.934560e-05
GI01SUMO-RII11-02-CTDBPP033 |  | GI01SUMO-00003 | 3 |  | 16-50138 | CC_cpcor | -9.570000e-08
GI01SUMO-RII11-02-CTDBPP033 |  | GI01SUMO-00003 | 3 |  | 16-50138 | CC_ctcor | 3.250000e-06
GI01SUMO-RII11-02-FLORDG031 |  | GI01SUMO-00003 | 3 |  | 3418 | CC_dark_counts_volume_scatter | 0.0644 | in Volts (because analog signal going to CTDBP) GI01SUMO-RII11-02-FLORDG103 will be defined in Group 5
GI01SUMO-RII11-02-FLORDG031 |  | GI01SUMO-00003 | 3 |  | 3418 | CC_scale_factor_volume_scatter | 0.001355 | in Volts (because analog signal going to CTDBP)
GI01SUMO-RII11-02-FLORDG031 |  | GI01SUMO-00003 | 3 |  | 3418 | CC_dark_counts_chlorophyll_a | 0.06 | in Volts (because analog signal going to CTDBP)
GI01SUMO-RII11-02-FLORDG031 |  | GI01SUMO-00003 | 3 |  | 3418 | CC_scale_factor_chlorophyll_a | 6 | in Volts (because analog signal going to CTDBP)
GI01SUMO-RII11-02-FLORDG031 |  | GI01SUMO-00003 | 3 |  | 3418 | CC_scattering_angle | 140 | Constant
GI01SUMO-RII11-02-FLORDG031 |  | GI01SUMO-00003 | 3 |  | 3418 | CC_measurement_wavelength | 700 | Constant
GI01SUMO-RII11-02-FLORDG031 |  | GI01SUMO-00003 | 3 |  | 3418 | CC_angular_resolution | 1.096 | Constant
GI01SUMO-RII11-02-FLORDG031 |  | GI01SUMO-00003 | 3 |  | 3418 | CC_depolarization_ratio | 0.039 | Constant
GI01SUMO-RII11-02-FLORDG032 |  | GI01SUMO-00003 | 3 |  | 3969 | CC_dark_counts_volume_scatter | 0.0644 | in Volts (because analog signal going to CTDBP) GI01SUMO-RII11-02-FLORDG203 will be defined in Group 5
GI01SUMO-RII11-02-FLORDG032 |  | GI01SUMO-00003 | 3 |  | 3969 | CC_scale_factor_volume_scatter | 0.001474 | in Volts (because analog signal going to CTDBP)
GI01SUMO-RII11-02-FLORDG032 |  | GI01SUMO-00003 | 3 |  | 3969 | CC_dark_counts_chlorophyll_a | 0.06 | in Volts (because analog signal going to CTDBP)
GI01SUMO-RII11-02-FLORDG032 |  | GI01SUMO-00003 | 3 |  | 3969 | CC_scale_factor_chlorophyll_a | 6 | in Volts (because analog signal going to CTDBP)
GI01SUMO-RII11-02-FLORDG032 |  | GI01SUMO-00003 | 3 |  | 3969 | CC_scattering_angle | 140 | Constant
GI01SUMO-RII11-02-FLORDG032 |  | GI01SUMO-00003 | 3 |  | 3969 | CC_measurement_wavelength | 700 | Constant
GI01SUMO-RII11-02-FLORDG032 |  | GI01SUMO-00003 | 3 |  | 3969 | CC_angular_resolution | 1.096 | Constant
GI01SUMO-RII11-02-FLORDG032 |  | GI01SUMO-00003 | 3 |  | 3969 | CC_depolarization_ratio | 0.039 | Constant
GI01SUMO-RII11-02-FLORDG033 |  | GI01SUMO-00003 | 3 |  | 3970 | CC_dark_counts_volume_scatter | 0.0585 | in Volts (because analog signal going to CTDBP) GI01SUMO-RII11-02-FLORDG303 will be defined in Group 5
GI01SUMO-RII11-02-FLORDG033 |  | GI01SUMO-00003 | 3 |  | 3970 | CC_scale_factor_volume_scatter | 0.001452 | in Volts (because analog signal going to CTDBP)
GI01SUMO-RII11-02-FLORDG033 |  | GI01SUMO-00003 | 3 |  | 3970 | CC_dark_counts_chlorophyll_a | 0.074 | in Volts (because analog signal going to CTDBP)
GI01SUMO-RII11-02-FLORDG033 |  | GI01SUMO-00003 | 3 |  | 3970 | CC_scale_factor_chlorophyll_a | 6 | in Volts (because analog signal going to CTDBP)
GI01SUMO-RII11-02-FLORDG033 |  | GI01SUMO-00003 | 3 |  | 3970 | CC_scattering_angle | 140 | Constant
GI01SUMO-RII11-02-FLORDG033 |  | GI01SUMO-00003 | 3 |  | 3970 | CC_measurement_wavelength | 700 | Constant
GI01SUMO-RII11-02-FLORDG033 |  | GI01SUMO-00003 | 3 |  | 3970 | CC_angular_resolution | 1.096 | Constant
GI01SUMO-RII11-02-FLORDG033 |  | GI01SUMO-00003 | 3 |  | 3970 | CC_depolarization_ratio | 0.039 | Constant
GI01SUMO-RII11-02-PCO2WC051 |  | GI01SUMO-00003 | 3 |  | C0136 | CC_cala | 0.0265 | GI01SUMO-RII11-02-PCO2WC104 will be defined in Group 5
GI01SUMO-RII11-02-PCO2WC051 |  | GI01SUMO-00003 | 3 |  | C0136 | CC_calb | 0.7006
GI01SUMO-RII11-02-PCO2WC051 |  | GI01SUMO-00003 | 3 |  | C0136 | CC_calc | -1.5838
GI01SUMO-RII11-02-PCO2WC051 |  | GI01SUMO-00003 | 3 |  | C0136 | CC_calt | 14.4121
GI01SUMO-RII11-02-PCO2WC051 |  | GI01SUMO-00003 | 3 |  | C0136 | CC_ea434 | 19706
GI01SUMO-RII11-02-PCO2WC051 |  | GI01SUMO-00003 | 3 |  | C0136 | CC_ea620 | 34
GI01SUMO-RII11-02-PCO2WC051 |  | GI01SUMO-00003 | 3 |  | C0136 | CC_eb434 | 3073
GI01SUMO-RII11-02-PCO2WC051 |  | GI01SUMO-00003 | 3 |  | C0136 | CC_eb620 | 44327
GI01SUMO-RII11-02-PCO2WC052 |  | GI01SUMO-00003 | 3 |  | C0137 | CC_cala | 0.0607 | GI01SUMO-RII11-02-PCO2WC204 will be defined in Group 5
GI01SUMO-RII11-02-PCO2WC052 |  | GI01SUMO-00003 | 3 |  | C0137 | CC_calb | 0.5553
GI01SUMO-RII11-02-PCO2WC052 |  | GI01SUMO-00003 | 3 |  | C0137 | CC_calc | -1.4483
GI01SUMO-RII11-02-PCO2WC052 |  | GI01SUMO-00003 | 3 |  | C0137 | CC_calt | 14.4931
GI01SUMO-RII11-02-PCO2WC052 |  | GI01SUMO-00003 | 3 |  | C0137 | CC_ea434 | 19706
GI01SUMO-RII11-02-PCO2WC052 |  | GI01SUMO-00003 | 3 |  | C0137 | CC_ea620 | 34
GI01SUMO-RII11-02-PCO2WC052 |  | GI01SUMO-00003 | 3 |  | C0137 | CC_eb434 | 3073
GI01SUMO-RII11-02-PCO2WC052 |  | GI01SUMO-00003 | 3 |  | C0137 | CC_eb620 | 44327
GI01SUMO-RII11-02-PCO2WC053 |  | GI01SUMO-00003 | 3 |  | C0138 | CC_cala | 0.0599 | GI01SUMO-RII11-02-PCO2WC304 will be defined in Group 5
GI01SUMO-RII11-02-PCO2WC053 |  | GI01SUMO-00003 | 3 |  | C0138 | CC_calb | 0.5992
GI01SUMO-RII11-02-PCO2WC053 |  | GI01SUMO-00003 | 3 |  | C0138 | CC_calc | -1.4993
GI01SUMO-RII11-02-PCO2WC053 |  | GI01SUMO-00003 | 3 |  | C0138 | CC_calt | 3.7827
GI01SUMO-RII11-02-PCO2WC053 |  | GI01SUMO-00003 | 3 |  | C0138 | CC_ea434 | 19706
GI01SUMO-RII11-02-PCO2WC053 |  | GI01SUMO-00003 | 3 |  | C0138 | CC_ea620 | 34
GI01SUMO-RII11-02-PCO2WC053 |  | GI01SUMO-00003 | 3 |  | C0138 | CC_eb434 | 3073
GI01SUMO-RII11-02-PCO2WC053 |  | GI01SUMO-00003 | 3 |  | C0138 | CC_eb620 | 44327
GI01SUMO-RII11-02-ADCPSN010 |  | GI01SUMO-00003 | 3 |  | 21654 | CC_lat | 59.9341
GI01SUMO-RII11-02-ADCPSN010 |  | GI01SUMO-00003 | 3 |  | 21654 | CC_lon | -39.4673
GI01SUMO-RII11-02-ADCPSN010 |  | GI01SUMO-00003 | 3 |  | 21654 | CC_depth | 500000 | units in millimeters
GI01SUMO-RII11-02-ADCPSN010 |  | GI01SUMO-00003 | 3 |  | 21654 | CC_scale_factor1 | 0.45
GI01SUMO-RII11-02-ADCPSN010 |  | GI01SUMO-00003 | 3 |  | 21654 | CC_scale_factor2 | 0.45
GI01SUMO-RII11-02-ADCPSN010 |  | GI01SUMO-00003 | 3 |  | 21654 | CC_scale_factor3 | 0.45
GI01SUMO-RII11-02-ADCPSN010 |  | GI01SUMO-00003 | 3 |  | 21654 | CC_scale_factor4 | 0.45
GI01SUMO-SBC11-00-CPMENG000 |  | GI01SUMO-00003 | 3 |  | GI01SUMO-00002-CPM1 |  |  | The S/N used here is bogus, pending identification of the real S/N.
GI01SUMO-RIC21-00-CPMENG000 |  | GI01SUMO-00003 | 3 |  | GI01SUMO-00002-CPM2 |  |  | The S/N used here is bogus, pending identification of the real S/N.
GI01SUMO-SBD11-00-DCLENG000 |  | GI01SUMO-00003 | 3 |  | GI01SUMO-00002-DCL11 |  |  | The S/N used here is bogus, pending identification of the real S/N.
GI01SUMO-SBD12-00-DCLENG000 |  | GI01SUMO-00003 | 3 |  | GI01SUMO-00002-DCL12 |  |  | The S/N used here is bogus, pending identification of the real S/N.
GI01SUMO-RID16-00-DCLENG000 |  | GI01SUMO-00003 | 3 |  | GI01SUMO-00002-DCL16 |  |  | The S/N used here is bogus, pending identification of the real S/N.

## 159_CC_taarray
-0.14697 | -0.14006 | -0.13443 | -0.12759 | -0.12156 | -0.11622 | -0.10993 | -0.10508 | -0.096447 | -0.090344 | -0.084598 | -0.080088 | -0.072325 | -0.065965 | -0.06468 | -0.057221 | -0.051259 | -0.045938 | -0.041319 | -0.037686 | -0.032156 | -0.027571 | -0.018694 | -0.012978 | -0.005399 | 0 | 0.007159 | 0.011875 | 0.018564 | 0.024199 | 0.029453 | 0.037067 | 0.041129 | 0.045519 | 0.046915
-0.11961 | -0.11454 | -0.11005 | -0.10456 | -0.099554 | -0.095023 | -0.089813 | -0.086189 | -0.078906 | -0.073974 | -0.068997 | -0.066271 | -0.059245 | -0.055077 | -0.052901 | -0.046913 | -0.042201 | -0.037537 | -0.034072 | -0.030716 | -0.026763 | -0.022654 | -0.015676 | -0.011634 | -0.005151 | 0 | 0.005369 | 0.009858 | 0.015543 | 0.019636 | 0.024198 | 0.029291 | 0.033316 | 0.037156 | 0.037472
-0.094703 | -0.089592 | -0.085812 | -0.081825 | -0.077283 | -0.07315 | -0.069314 | -0.06659 | -0.061095 | -0.057501 | -0.053546 | -0.050805 | -0.046055 | -0.042355 | -0.040837 | -0.035761 | -0.032898 | -0.029082 | -0.026205 | -0.024221 | -0.021095 | -0.016595 | -0.011974 | -0.008587 | -0.003116 | 0 | 0.004697 | 0.008641 | 0.012056 | 0.016144 | 0.01915 | 0.023532 | 0.026895 | 0.029777 | 0.029588
-0.070195 | -0.066741 | -0.063931 | -0.061266 | -0.058781 | -0.055678 | -0.052442 | -0.050363 | -0.045967 | -0.04357 | -0.040215 | -0.038638 | -0.034684 | -0.032451 | -0.030813 | -0.02732 | -0.025285 | -0.021939 | -0.019854 | -0.018275 | -0.015948 | -0.013835 | -0.008763 | -0.006641 | -0.002774 | 0 | 0.0037 | 0.00601 | 0.009726 | 0.012143 | 0.014939 | 0.018183 | 0.020131 | 0.022739 | 0.022669
-0.058276 | -0.053416 | -0.051425 | -0.048509 | -0.045887 | -0.043918 | -0.041741 | -0.040184 | -0.036494 | -0.03473 | -0.031926 | -0.029948 | -0.027111 | -0.025217 | -0.024537 | -0.021611 | -0.019634 | -0.017373 | -0.015778 | -0.014623 | -0.012846 | -0.011196 | -0.007368 | -0.005509 | -0.001909 | 0 | 0.00291 | 0.005321 | 0.007628 | 0.009727 | 0.011733 | 0.014444 | 0.016246 | 0.018157 | 0.017694
-0.047227 | -0.043477 | -0.040859 | -0.038209 | -0.035761 | -0.033973 | -0.03192 | -0.031051 | -0.02825 | -0.026568 | -0.024462 | -0.023153 | -0.020863 | -0.019364 | -0.019151 | -0.016847 | -0.014771 | -0.013518 | -0.012594 | -0.011627 | -0.009745 | -0.008373 | -0.005738 | -0.00443 | -0.00163 | 0 | 0.002229 | 0.003648 | 0.005959 | 0.007733 | 0.009561 | 0.011479 | 0.0125 | 0.01465 | 0.013931
-0.037236 | -0.034812 | -0.032986 | -0.031057 | -0.029013 | -0.027523 | -0.026166 | -0.025372 | -0.022857 | -0.021068 | -0.019641 | -0.018793 | -0.016911 | -0.015371 | -0.015551 | -0.013299 | -0.012114 | -0.010878 | -0.009746 | -0.009339 | -0.008065 | -0.006832 | -0.004509 | -0.003685 | -0.001097 | 0 | 0.001984 | 0.003487 | 0.00495 | 0.006868 | 0.008053 | 0.009798 | 0.011103 | 0.012238 | 0.012195
-0.031194 | -0.029115 | -0.027851 | -0.025969 | -0.02426 | -0.022732 | -0.021652 | -0.021026 | -0.018895 | -0.017768 | -0.016443 | -0.01535 | -0.014014 | -0.01287 | -0.012774 | -0.011005 | -0.010042 | -0.008725 | -0.008162 | -0.00793 | -0.006894 | -0.006099 | -0.004285 | -0.003188 | -0.001128 | 0 | 0.001493 | 0.002772 | 0.004306 | 0.005285 | 0.006826 | 0.008449 | 0.009422 | 0.01053 | 0.010322
-0.025497 | -0.023667 | -0.022545 | -0.021222 | -0.019906 | -0.018607 | -0.017551 | -0.01729 | -0.015508 | -0.014613 | -0.013782 | -0.01284 | -0.011696 | -0.010791 | -0.010597 | -0.009063 | -0.008209 | -0.007247 | -0.006691 | -0.006327 | -0.005725 | -0.004873 | -0.003071 | -0.002456 | -0.001021 | 0 | 0.00145 | 0.002508 | 0.004058 | 0.004993 | 0.006265 | 0.007473 | 0.008442 | 0.009494 | 0.009256
-0.021491 | -0.020426 | -0.019365 | -0.01808 | -0.016767 | -0.015776 | -0.015113 | -0.014812 | -0.013306 | -0.012688 | -0.011596 | -0.010843 | -0.009954 | -0.008976 | -0.009022 | -0.007953 | -0.007093 | -0.006345 | -0.005882 | -0.005544 | -0.005009 | -0.004349 | -0.002851 | -0.002177 | -0.001024 | 0 | 0.001097 | 0.00213 | 0.003298 | 0.004403 | 0.00539 | 0.006575 | 0.007594 | 0.008517 | 0.008145
-0.017689 | -0.016668 | -0.016017 | -0.015124 | -0.014027 | -0.013385 | -0.012886 | -0.012908 | -0.011528 | -0.011024 | -0.01007 | -0.009704 | -0.008593 | -0.007836 | -0.007982 | -0.006825 | -0.006181 | -0.005591 | -0.004953 | -0.004866 | -0.004369 | -0.003859 | -0.002385 | -0.002133 | -0.000933 | 0 | 0.001175 | 0.00196 | 0.003153 | 0.003657 | 0.004958 | 0.006224 | 0.006808 | 0.007408 | 0.007263
-0.014362 | -0.013707 | -0.013148 | -0.012407 | -0.011538 | -0.011172 | -0.010783 | -0.010782 | -0.009753 | -0.009447 | -0.008551 | -0.008264 | -0.00738 | -0.006918 | -0.006874 | -0.006071 | -0.005552 | -0.004955 | -0.004496 | -0.00431 | -0.00396 | -0.003429 | -0.0023 | -0.001812 | -0.000568 | 0 | 0.001068 | 0.001713 | 0.002756 | 0.003392 | 0.004252 | 0.005337 | 0.006105 | 0.006541 | 0.006484
-0.011368 | -0.011148 | -0.010879 | -0.010377 | -0.009728 | -0.00953 | -0.00942 | -0.009445 | -0.008537 | -0.008396 | -0.007372 | -0.007196 | -0.006602 | -0.006059 | -0.006098 | -0.005355 | -0.004882 | -0.004306 | -0.004143 | -0.003976 | -0.003454 | -0.003023 | -0.001987 | -0.00157 | -0.00062 | 0 | 0.000897 | 0.001527 | 0.002456 | 0.003056 | 0.003988 | 0.004754 | 0.005422 | 0.00615 | 0.006068
-0.00907 | -0.009079 | -0.00907 | -0.0088 | -0.00836 | -0.008162 | -0.008144 | -0.008298 | -0.007541 | -0.007352 | -0.006609 | -0.006435 | -0.005869 | -0.005519 | -0.005466 | -0.004895 | -0.004494 | -0.003982 | -0.003855 | -0.003719 | -0.003152 | -0.002885 | -0.001925 | -0.001488 | -0.00054 | 0 | 0.000768 | 0.001407 | 0.002356 | 0.002597 | 0.003593 | 0.004381 | 0.004938 | 0.005442 | 0.005335
-0.007161 | -0.007587 | -0.007734 | -0.007605 | -0.007231 | -0.007246 | -0.007248 | -0.007502 | -0.006983 | -0.006681 | -0.006045 | -0.005944 | -0.005264 | -0.005184 | -0.005016 | -0.004505 | -0.004187 | -0.003735 | -0.003615 | -0.00348 | -0.003085 | -0.002602 | -0.001757 | -0.001471 | -0.00053 | 0 | 0.000726 | 0.001494 | 0.002069 | 0.002462 | 0.003199 | 0.004205 | 0.004479 | 0.005 | 0.00485
-0.005692 | -0.006334 | -0.006579 | -0.006583 | -0.006372 | -0.006345 | -0.006339 | -0.006703 | -0.006205 | -0.005974 | -0.005545 | -0.005296 | -0.00487 | -0.004638 | -0.004655 | -0.004187 | -0.003826 | -0.003548 | -0.003304 | -0.003318 | -0.002843 | -0.002533 | -0.00168 | -0.001287 | -0.000553 | 0 | 0.000502 | 0.001116 | 0.001718 | 0.002134 | 0.002925 | 0.003619 | 0.00393 | 0.004307 | 0.004352
-0.004703 | -0.005476 | -0.005814 | -0.005884 | -0.005734 | -0.00573 | -0.005876 | -0.00602 | -0.00579 | -0.005604 | -0.005101 | -0.004991 | -0.004482 | -0.004306 | -0.004394 | -0.004005 | -0.003575 | -0.003296 | -0.003182 | -0.002993 | -0.002712 | -0.002478 | -0.001642 | -0.001336 | -0.000533 | 0 | 0.000514 | 0.001089 | 0.001673 | 0.001957 | 0.002563 | 0.003383 | 0.00359 | 0.003944 | 0.003976
-0.00339 | -0.004338 | -0.004797 | -0.004889 | -0.004792 | -0.004895 | -0.004942 | -0.005288 | -0.005005 | -0.004834 | -0.004399 | -0.004365 | -0.003968 | -0.003769 | -0.003857 | -0.003383 | -0.003154 | -0.002848 | -0.002657 | -0.002716 | -0.002441 | -0.00215 | -0.001387 | -0.001008 | -0.000439 | 0 | 0.000592 | 0.001096 | 0.001732 | 0.002071 | 0.002596 | 0.003251 | 0.00351 | 0.003724 | 0.00383
-0.002637 | -0.003687 | -0.004155 | -0.004367 | -0.004399 | -0.004486 | -0.004633 | -0.00497 | -0.004724 | -0.004573 | -0.004326 | -0.004146 | -0.003826 | -0.003655 | -0.003695 | -0.003389 | -0.003077 | -0.00293 | -0.002724 | -0.00264 | -0.002372 | -0.002173 | -0.001488 | -0.001232 | -0.000483 | 0 | 0.000502 | 0.000903 | 0.001397 | 0.001659 | 0.002229 | 0.0028 | 0.002986 | 0.003283 | 0.003235
-0.001831 | -0.002982 | -0.003526 | -0.003773 | -0.00384 | -0.004047 | -0.004259 | -0.004567 | -0.004338 | -0.004251 | -0.004023 | -0.003967 | -0.003576 | -0.003505 | -0.003502 | -0.00324 | -0.002976 | -0.002813 | -0.00259 | -0.002575 | -0.002295 | -0.002093 | -0.00142 | -0.001051 | -0.000569 | 0 | 0.0005 | 0.000756 | 0.001358 | 0.001595 | 0.001976 | 0.002545 | 0.002732 | 0.002994 | 0.003014
-0.001084 | -0.002296 | -0.002856 | -0.003175 | -0.003297 | -0.003481 | -0.003726 | -0.004036 | -0.00393 | -0.003888 | -0.003696 | -0.003605 | -0.00328 | -0.003102 | -0.003176 | -0.002896 | -0.002717 | -0.002539 | -0.002391 | -0.002311 | -0.002143 | -0.001888 | -0.001291 | -0.000984 | -0.000386 | 0 | 0.000486 | 0.000916 | 0.001245 | 0.001445 | 0.001832 | 0.00226 | 0.002543 | 0.002802 | 0.00274
-0.000563 | -0.001815 | -0.002436 | -0.002813 | -0.00295 | -0.003171 | -0.003526 | -0.003798 | -0.003711 | -0.003658 | -0.003469 | -0.003434 | -0.003103 | -0.002976 | -0.00309 | -0.002831 | -0.002563 | -0.002435 | -0.002301 | -0.002247 | -0.002042 | -0.001887 | -0.001246 | -0.000944 | -0.000365 | 0 | 0.000435 | 0.000795 | 0.001148 | 0.001329 | 0.001685 | 0.002048 | 0.002237 | 0.002461 | 0.002458
-0.000198 | -0.0015 | -0.002122 | -0.002496 | -0.002696 | -0.002967 | -0.003251 | -0.00364 | -0.003511 | -0.003509 | -0.003336 | -0.003262 | -0.002978 | -0.002914 | -0.003017 | -0.002752 | -0.002537 | -0.002401 | -0.0023 | -0.002262 | -0.00203 | -0.001854 | -0.001322 | -0.000931 | -0.000387 | 0 | 0.000355 | 0.000688 | 0.001002 | 0.00112 | 0.00149 | 0.001827 | 0.001959 | 0.002183 | 0.002211
0.000317 | -0.000973 | -0.001648 | -0.002035 | -0.002252 | -0.002542 | -0.002895 | -0.003258 | -0.003221 | -0.003193 | -0.003049 | -0.003006 | -0.002749 | -0.002696 | -0.002745 | -0.002596 | -0.002403 | -0.00221 | -0.00214 | -0.002061 | -0.001848 | -0.00167 | -0.001188 | -0.000839 | -0.000343 | 0 | 0.00035 | 0.000632 | 0.000926 | 0.001082 | 0.001389 | 0.001656 | 0.001804 | 0.001995 | 0.001942
0.000817 | -0.000556 | -0.00121 | -0.001672 | -0.001904 | -0.002205 | -0.002612 | -0.002916 | -0.002938 | -0.002909 | -0.002786 | -0.002783 | -0.002495 | -0.002497 | -0.002582 | -0.00236 | -0.00222 | -0.00208 | -0.001977 | -0.001877 | -0.00172 | -0.001533 | -0.001067 | -0.000699 | -0.00023 | 0 | 0.000431 | 0.000666 | 0.000945 | 0.001084 | 0.001298 | 0.001618 | 0.001731 | 0.001853 | 0.001815
0.001184 | -0.000194 | -0.000896 | -0.001342 | -0.001591 | -0.002009 | -0.002336 | -0.00274 | -0.002725 | -0.002779 | -0.002669 | -0.002685 | -0.002401 | -0.002425 | -0.002534 | -0.002307 | -0.00216 | -0.002031 | -0.001928 | -0.001884 | -0.00172 | -0.001527 | -0.000988 | -0.00079 | -0.00032 | 0 | 0.000363 | 0.000506 | 0.000858 | 0.000941 | 0.001155 | 0.001506 | 0.001541 | 0.001683 | 0.001517
0.001325 | -4.9e-05 | -0.000752 | -0.001205 | -0.00145 | -0.00183 | -0.002238 | -0.002582 | -0.002645 | -0.002654 | -0.00257 | -0.002575 | -0.002291 | -0.002311 | -0.002423 | -0.002277 | -0.002072 | -0.001979 | -0.001878 | -0.001792 | -0.001687 | -0.001475 | -0.00102 | -0.000739 | -0.000247 | 0 | 0.000326 | 0.000556 | 0.000793 | 0.000957 | 0.001099 | 0.001353 | 0.001418 | 0.001507 | 0.001444
0.001503 | 9.6e-05 | -0.000575 | -0.001037 | -0.001283 | -0.00172 | -0.0021 | -0.002472 | -0.00253 | -0.002554 | -0.002524 | -0.002499 | -0.002293 | -0.002291 | -0.002361 | -0.002275 | -0.00208 | -0.001964 | -0.001882 | -0.001774 | -0.00163 | -0.001478 | -0.001018 | -0.000748 | -0.000334 | 0 | 0.00024 | 0.000522 | 0.000632 | 0.000819 | 0.000993 | 0.001209 | 0.001246 | 0.001365 | 0.00126
0.001689 | 0.000295 | -0.00038 | -0.00088 | -0.001146 | -0.001504 | -0.001946 | -0.002295 | -0.002378 | -0.002401 | -0.0024 | -0.002302 | -0.00214 | -0.002188 | -0.002284 | -0.002148 | -0.002017 | -0.001874 | -0.001806 | -0.001724 | -0.001586 | -0.001392 | -0.000972 | -0.0007 | -0.000322 | 0 | 0.000263 | 0.000443 | 0.000645 | 0.000722 | 0.000901 | 0.001108 | 0.001127 | 0.001301 | 0.00111
0.001571 | 0.000276 | -0.000359 | -0.000782 | -0.001043 | -0.001393 | -0.001788 | -0.002131 | -0.002257 | -0.002199 | -0.002241 | -0.002188 | -0.002022 | -0.002048 | -0.002141 | -0.001978 | -0.00195 | -0.001795 | -0.001743 | -0.001676 | -0.00149 | -0.001325 | -0.000959 | -0.00067 | -0.000259 | 0 | 0.000229 | 0.000379 | 0.000593 | 0.00069 | 0.00086 | 0.001034 | 0.001085 | 0.001149 | 0.001022
0.001467 | 0.000318 | -0.000269 | -0.000673 | -0.000909 | -0.001199 | -0.001588 | -0.001926 | -0.002032 | -0.002058 | -0.002053 | -0.00205 | -0.001868 | -0.0019 | -0.001966 | -0.001883 | -0.001789 | -0.001676 | -0.00162 | -0.001568 | -0.001418 | -0.001248 | -0.000874 | -0.000612 | -0.000248 | 0 | 0.000235 | 0.000413 | 0.00056 | 0.000637 | 0.000753 | 0.000909 | 0.001009 | 0.00105 | 0.000862
0.001434 | 0.000329 | -0.00019 | -0.000565 | -0.000768 | -0.001044 | -0.001403 | -0.001752 | -0.001858 | -0.001843 | -0.001858 | -0.001842 | -0.001747 | -0.001705 | -0.001835 | -0.001747 | -0.001645 | -0.001599 | -0.00151 | -0.001453 | -0.001334 | -0.00116 | -0.000841 | -0.000556 | -0.000219 | 0 | 0.000235 | 0.000355 | 0.000489 | 0.000568 | 0.000695 | 0.000794 | 0.000869 | 0.000905 | 0.000763
0.001367 | 0.0004 | -7.4e-05 | -0.000416 | -0.000594 | -0.000865 | -0.001181 | -0.001495 | -0.001591 | -0.001612 | -0.001626 | -0.001626 | -0.001526 | -0.001587 | -0.001663 | -0.00156 | -0.001493 | -0.001451 | -0.001361 | -0.00133 | -0.001201 | -0.00106 | -0.000739 | -0.000491 | -0.000188 | 0 | 0.000223 | 0.000352 | 0.000456 | 0.000553 | 0.000663 | 0.000792 | 0.000782 | 0.000892 | 0.000706
0.001289 | 0.000428 | 3.6e-05 | -0.00027 | -0.00044 | -0.000672 | -0.000979 | -0.001304 | -0.001387 | -0.001439 | -0.001455 | -0.00146 | -0.001387 | -0.001442 | -0.001501 | -0.001482 | -0.001397 | -0.001341 | -0.001271 | -0.001289 | -0.001147 | -0.000992 | -0.000708 | -0.000503 | -0.00021 | 0 | 0.000197 | 0.000312 | 0.000371 | 0.000493 | 0.000578 | 0.000726 | 0.000718 | 0.000777 | 0.000638
0.001442 | 0.000595 | 0.000187 | -0.000109 | -0.000286 | -0.000518 | -0.000793 | -0.001132 | -0.001237 | -0.001278 | -0.001286 | -0.001353 | -0.001231 | -0.001307 | -0.001362 | -0.00132 | -0.001268 | -0.001206 | -0.001176 | -0.00121 | -0.00108 | -0.000942 | -0.000658 | -0.000488 | -0.000194 | 0 | 0.000147 | 0.000266 | 0.000387 | 0.000461 | 0.000575 | 0.000704 | 0.000716 | 0.000789 | 0.000613
0.00164 | 0.00082 | 0.000424 | 0.000136 | -7e-06 | -0.00022 | -0.000517 | -0.000847 | -0.000973 | -0.001053 | -0.001028 | -0.001092 | -0.000996 | -0.001092 | -0.001155 | -0.001166 | -0.00112 | -0.001096 | -0.001071 | -0.001049 | -0.000963 | -0.000888 | -0.00059 | -0.000434 | -0.000192 | 0 | 0.000195 | 0.000272 | 0.000374 | 0.000441 | 0.00058 | 0.00069 | 0.000716 | 0.000815 | 0.000631
0.001761 | 0.000991 | 0.000592 | 0.000318 | 0.000175 | -3.3e-05 | -0.000358 | -0.000642 | -0.000735 | -0.000796 | -0.000809 | -0.000866 | -0.000817 | -0.000888 | -0.000993 | -0.001005 | -0.000976 | -0.000955 | -0.000946 | -0.000931 | -0.000847 | -0.000804 | -0.000538 | -0.000395 | -0.000158 | 0 | 0.000187 | 0.000307 | 0.000421 | 0.000494 | 0.000625 | 0.000736 | 0.000773 | 0.000825 | 0.000734
0.001842 | 0.001103 | 0.000741 | 0.000449 | 0.00031 | 0.000101 | -0.000178 | -0.000493 | -0.000629 | -0.00068 | -0.000696 | -0.000733 | -0.000701 | -0.000781 | -0.000915 | -0.000893 | -0.000877 | -0.000903 | -0.000889 | -0.000838 | -0.000822 | -0.000732 | -0.000546 | -0.000404 | -0.000125 | 0 | 0.000188 | 0.000286 | 0.000418 | 0.00048 | 0.000581 | 0.000763 | 0.000803 | 0.000883 | 0.000767
0.001749 | 0.000847 | 0.000372 | 7.5e-05 | -8.1e-05 | -0.00032 | -0.000643 | -0.001025 | -0.001176 | -0.001314 | -0.001401 | -0.001402 | -0.001368 | -0.001485 | -0.001509 | -0.001488 | -0.001479 | -0.001449 | -0.001463 | -0.001444 | -0.001335 | -0.001205 | -0.000912 | -0.000595 | -0.000217 | 0 | 0.000338 | 0.000556 | 0.000765 | 0.000988 | 0.001192 | 0.001467 | 0.00169 | 0.001941 | 0.002013
0.002595 | 0.001494 | 0.000933 | 0.000568 | 0.000388 | 0.000143 | -0.000218 | -0.000601 | -0.000821 | -0.000951 | -0.001004 | -0.001033 | -0.001039 | -0.001172 | -0.001173 | -0.001192 | -0.001212 | -0.001244 | -0.001227 | -0.001263 | -0.001153 | -0.001072 | -0.000826 | -0.000578 | -0.000229 | 0 | 0.000265 | 0.000536 | 0.000736 | 0.000919 | 0.001146 | 0.001437 | 0.001665 | 0.001872 | 0.001936
0.003885 | 0.002654 | 0.002019 | 0.001601 | 0.001313 | 0.001004 | 0.000565 | 0.000112 | -0.000117 | -0.000253 | -0.000405 | -0.000464 | -0.000511 | -0.000684 | -0.000764 | -0.000778 | -0.000834 | -0.000863 | -0.000927 | -0.000957 | -0.000916 | -0.000865 | -0.000665 | -0.000487 | -0.000185 | 0 | 0.000265 | 0.000525 | 0.000673 | 0.000874 | 0.001094 | 0.001359 | 0.001544 | 0.001738 | 0.001843
0.004426 | 0.003108 | 0.002465 | 0.002019 | 0.001754 | 0.001386 | 0.000986 | 0.000532 | 0.000289 | 0.000112 | -3.1e-05 | -0.000102 | -0.000121 | -0.000295 | -0.000424 | -0.000493 | -0.000552 | -0.000627 | -0.000652 | -0.000722 | -0.00072 | -0.000698 | -0.000557 | -0.000435 | -0.000144 | 0 | 0.000263 | 0.00047 | 0.000611 | 0.000829 | 0.001014 | 0.001335 | 0.001491 | 0.001725 | 0.00179
0.004304 | 0.002991 | 0.002353 | 0.001914 | 0.001693 | 0.001384 | 0.000973 | 0.000523 | 0.000299 | 0.000169 | 7.3e-05 | -5e-06 | -3.5e-05 | -0.000183 | -0.000272 | -0.000342 | -0.000395 | -0.00046 | -0.000517 | -0.00061 | -0.000641 | -0.000601 | -0.000489 | -0.000402 | -0.000184 | 0 | 0.000223 | 0.000428 | 0.000625 | 0.000801 | 0.001019 | 0.001287 | 0.001496 | 0.001713 | 0.001825
0.004828 | 0.003506 | 0.002866 | 0.002382 | 0.002114 | 0.001799 | 0.00134 | 0.000885 | 0.000687 | 0.000553 | 0.000405 | 0.000352 | 0.000342 | 0.000135 | 1e-05 | -3.5e-05 | -5.3e-05 | -0.000154 | -0.000244 | -0.00036 | -0.000414 | -0.000396 | -0.000331 | -0.000315 | -0.000124 | 0 | 0.00023 | 0.000399 | 0.000597 | 0.000763 | 0.001016 | 0.001276 | 0.001493 | 0.001671 | 0.001789
0.00535 | 0.004015 | 0.003358 | 0.002917 | 0.002675 | 0.002333 | 0.001936 | 0.001461 | 0.001227 | 0.001053 | 0.000944 | 0.000811 | 0.000778 | 0.000547 | 0.000425 | 0.000331 | 0.000231 | 0.000155 | 4e-05 | -0.000106 | -0.000155 | -0.000235 | -0.000227 | -0.000256 | -0.000125 | 0 | 0.000164 | 0.000323 | 0.00048 | 0.000653 | 0.000851 | 0.001163 | 0.001361 | 0.001541 | 0.001619
0.005706 | 0.004323 | 0.003694 | 0.003189 | 0.002937 | 0.002602 | 0.002171 | 0.001705 | 0.001486 | 0.001304 | 0.001212 | 0.001108 | 0.001046 | 0.000821 | 0.000685 | 0.000578 | 0.000495 | 0.000392 | 0.000272 | 0.000113 | 1.7e-05 | -0.000125 | -0.000122 | -0.000173 | -8.7e-05 | 0 | 0.000127 | 0.000303 | 0.000461 | 0.000595 | 0.000791 | 0.001082 | 0.001249 | 0.001448 | 0.001536
0.006188 | 0.004663 | 0.003965 | 0.003477 | 0.003149 | 0.002784 | 0.002368 | 0.00189 | 0.00168 | 0.001502 | 0.001377 | 0.001288 | 0.001247 | 0.001009 | 0.000863 | 0.000724 | 0.000646 | 0.00052 | 0.000406 | 0.000247 | 0.000133 | -1.7e-05 | -5.2e-05 | -0.000155 | -6.2e-05 | 0 | 0.000121 | 0.000274 | 0.000379 | 0.000491 | 0.000702 | 0.00098 | 0.00113 | 0.001317 | 0.001433
0.006463 | 0.004997 | 0.004304 | 0.003814 | 0.003522 | 0.003179 | 0.002713 | 0.002205 | 0.00196 | 0.001748 | 0.001613 | 0.001458 | 0.001413 | 0.001179 | 0.001002 | 0.000848 | 0.000749 | 0.000634 | 0.000433 | 0.000288 | 0.000193 | 3.5e-05 | 1e-06 | -9.1e-05 | -2.6e-05 | 0 | 0.000135 | 0.000266 | 0.000366 | 0.000477 | 0.000671 | 0.000926 | 0.001075 | 0.001235 | 0.001308
0.006559 | 0.00504 | 0.004316 | 0.003778 | 0.003461 | 0.003126 | 0.002672 | 0.002169 | 0.001937 | 0.001747 | 0.00163 | 0.0015 | 0.001451 | 0.001195 | 0.00105 | 0.000943 | 0.00085 | 0.000693 | 0.000553 | 0.00036 | 0.000247 | 7.1e-05 | 4.8e-05 | -9e-05 | 1.4e-05 | 0 | 0.000118 | 0.000223 | 0.000319 | 0.000443 | 0.000601 | 0.000857 | 0.000952 | 0.001118 | 0.00117
0.006587 | 0.00502 | 0.0043 | 0.003796 | 0.003455 | 0.003071 | 0.002604 | 0.002087 | 0.001765 | 0.001599 | 0.001471 | 0.001343 | 0.001284 | 0.001055 | 0.000919 | 0.000806 | 0.00067 | 0.00056 | 0.000421 | 0.000222 | 0.000153 | 1.1e-05 | 3e-06 | -0.000101 | -2.1e-05 | 0 | 0.000106 | 0.000203 | 0.000314 | 0.000405 | 0.000569 | 0.000753 | 0.000878 | 0.001059 | 0.001061
0.006583 | 0.005041 | 0.004277 | 0.003707 | 0.003376 | 0.002999 | 0.002547 | 0.002024 | 0.001786 | 0.001596 | 0.001485 | 0.001341 | 0.001286 | 0.001057 | 0.000835 | 0.000732 | 0.000634 | 0.000502 | 0.000348 | 0.000178 | 4.5e-05 | -3.7e-05 | -5.2e-05 | -0.000117 | -3.1e-05 | 0 | 0.000128 | 0.000231 | 0.00031 | 0.000411 | 0.000553 | 0.000747 | 0.000866 | 0.001 | 0.001013
0.006542 | 0.004927 | 0.004156 | 0.003605 | 0.003235 | 0.002895 | 0.002416 | 0.001856 | 0.001619 | 0.001427 | 0.001256 | 0.001138 | 0.00111 | 0.000842 | 0.000692 | 0.000591 | 0.000439 | 0.000347 | 0.000216 | 6.5e-05 | 1e-05 | -9.7e-05 | -9.7e-05 | -0.000135 | -4.8e-05 | 0 | 0.000157 | 0.000228 | 0.000328 | 0.000441 | 0.000535 | 0.000739 | 0.000783 | 0.000926 | 0.000953
0.006197 | 0.004605 | 0.00386 | 0.003323 | 0.002975 | 0.002602 | 0.00215 | 0.00165 | 0.001362 | 0.001191 | 0.001034 | 0.000901 | 0.0009 | 0.000619 | 0.000492 | 0.000368 | 0.00028 | 0.000176 | 4.1e-05 | -5.9e-05 | -0.000153 | -0.000235 | -0.000183 | -0.000177 | -7e-05 | 0 | 0.000132 | 0.000215 | 0.000331 | 0.000397 | 0.000499 | 0.000678 | 0.000747 | 0.000873 | 0.000887
0.005936 | 0.004449 | 0.003726 | 0.003226 | 0.002886 | 0.002509 | 0.002053 | 0.00156 | 0.001261 | 0.001068 | 0.000949 | 0.000805 | 0.000769 | 0.000567 | 0.000406 | 0.000299 | 0.000219 | 0.000111 | 5e-06 | -0.000163 | -0.000225 | -0.000267 | -0.000228 | -0.000177 | -8.2e-05 | 0 | 0.000136 | 0.000263 | 0.000336 | 0.000385 | 0.00049 | 0.000671 | 0.000743 | 0.0009 | 0.000873
0.005783 | 0.004267 | 0.003523 | 0.002982 | 0.002641 | 0.002255 | 0.001814 | 0.001266 | 0.00102 | 0.000834 | 0.000707 | 0.000601 | 0.00057 | 0.000379 | 0.000154 | 0.000107 | 2.5e-05 | -7.7e-05 | -0.000184 | -0.000301 | -0.000339 | -0.000371 | -0.000307 | -0.000285 | -8.7e-05 | 0 | 0.000152 | 0.000236 | 0.000313 | 0.000399 | 0.000499 | 0.000675 | 0.000706 | 0.000819 | 0.000793
0.005407 | 0.003921 | 0.003233 | 0.00272 | 0.002394 | 0.002033 | 0.001603 | 0.001112 | 0.000824 | 0.000672 | 0.000594 | 0.00042 | 0.000438 | 0.000204 | 7.5e-05 | -1.9e-05 | -0.000113 | -0.000185 | -0.000279 | -0.00039 | -0.000384 | -0.000447 | -0.000349 | -0.000289 | -0.000148 | 0 | 0.000179 | 0.000254 | 0.000338 | 0.00039 | 0.000449 | 0.000649 | 0.000677 | 0.000781 | 0.000759
0.005192 | 0.003747 | 0.00304 | 0.002533 | 0.002227 | 0.001862 | 0.001438 | 0.000938 | 0.000677 | 0.000519 | 0.000433 | 0.000275 | 0.000302 | 0.000101 | -3.4e-05 | -0.000113 | -0.000196 | -0.000252 | -0.000357 | -0.000451 | -0.000509 | -0.000507 | -0.000368 | -0.000325 | -8.1e-05 | 0 | 0.000178 | 0.000239 | 0.000325 | 0.000422 | 0.000498 | 0.000632 | 0.000673 | 0.000803 | 0.000747
0.004893 | 0.003472 | 0.00278 | 0.00227 | 0.001968 | 0.001612 | 0.001204 | 0.000696 | 0.000418 | 0.000299 | 0.000199 | 9e-05 | 0.000112 | -8.7e-05 | -0.000234 | -0.000324 | -0.000366 | -0.000437 | -0.000502 | -0.000612 | -0.00062 | -0.000608 | -0.000452 | -0.000387 | -0.000168 | 0 | 0.000161 | 0.000238 | 0.000294 | 0.000388 | 0.000463 | 0.000569 | 0.00067 | 0.000687 | 0.000654
0.004564 | 0.00319 | 0.002562 | 0.002072 | 0.001785 | 0.001421 | 0.001026 | 0.000551 | 0.000252 | 0.000153 | 9.9e-05 | -2.7e-05 | -3.2e-05 | -0.000202 | -0.000337 | -0.00042 | -0.000465 | -0.000517 | -0.000562 | -0.000644 | -0.000675 | -0.000651 | -0.000486 | -0.000419 | -0.000122 | 0 | 0.000158 | 0.000242 | 0.000303 | 0.000356 | 0.000444 | 0.000574 | 0.00063 | 0.000654 | 0.000562
0.004403 | 0.003051 | 0.00239 | 0.001949 | 0.001651 | 0.001307 | 0.000883 | 0.000409 | 0.000107 | 2.2e-05 | -0.000106 | -0.000154 | -0.000135 | -0.000281 | -0.000471 | -0.000548 | -0.000526 | -0.00061 | -0.000654 | -0.000724 | -0.000763 | -0.000693 | -0.000558 | -0.000431 | -0.000153 | 0 | 0.000184 | 0.000255 | 0.000321 | 0.000338 | 0.000424 | 0.000559 | 0.000633 | 0.000624 | 0.00052
0.004281 | 0.002989 | 0.002379 | 0.001919 | 0.001606 | 0.001274 | 0.000867 | 0.000399 | 0.000124 | -1.8e-05 | -0.000132 | -0.000212 | -0.000194 | -0.000351 | -0.000494 | -0.00058 | -0.000611 | -0.000657 | -0.00069 | -0.000791 | -0.000785 | -0.000735 | -0.000584 | -0.000436 | -0.000176 | 0 | 0.000196 | 0.000248 | 0.000298 | 0.000311 | 0.000368 | 0.0005 | 0.000492 | 0.000552 | 0.000481
0.004372 | 0.00307 | 0.002414 | 0.001936 | 0.001633 | 0.001307 | 0.000856 | 0.000374 | 0.000157 | -1.1e-05 | -0.000136 | -0.000196 | -0.000176 | -0.000344 | -0.000544 | -0.00056 | -0.000612 | -0.00066 | -0.0007 | -0.000817 | -0.000795 | -0.000735 | -0.000553 | -0.000423 | -0.000136 | 0 | 0.000189 | 0.000261 | 0.000285 | 0.000274 | 0.000356 | 0.000426 | 0.000447 | 0.000506 | 0.000363
0.004456 | 0.003118 | 0.002463 | 0.002002 | 0.001658 | 0.001316 | 0.000879 | 0.000337 | 0.000129 | -5e-05 | -0.000179 | -0.000259 | -0.000228 | -0.00034 | -0.000569 | -0.000597 | -0.000637 | -0.000677 | -0.000734 | -0.000869 | -0.000815 | -0.000808 | -0.000626 | -0.000461 | -0.000161 | 0 | 0.000133 | 0.000222 | 0.000256 | 0.000282 | 0.000298 | 0.00037 | 0.000391 | 0.000442 | 0.000279
0.004326 | 0.003024 | 0.002398 | 0.001962 | 0.001616 | 0.001262 | 0.000847 | 0.000331 | 0.000101 | -8.1e-05 | -0.000227 | -0.000226 | -0.000191 | -0.000334 | -0.000569 | -0.000604 | -0.000623 | -0.000687 | -0.000729 | -0.000835 | -0.000772 | -0.000746 | -0.000552 | -0.000384 | -0.000108 | 0 | 0.000201 | 0.000226 | 0.000292 | 0.000292 | 0.000318 | 0.000374 | 0.000424 | 0.000422 | 0.000231
0.004169 | 0.002946 | 0.00233 | 0.001894 | 0.001584 | 0.001246 | 0.000824 | 0.000299 | 3.6e-05 | -5.5e-05 | -0.000239 | -0.000313 | -0.000263 | -0.000424 | -0.000612 | -0.000682 | -0.000676 | -0.000719 | -0.000725 | -0.000844 | -0.000877 | -0.000809 | -0.000612 | -0.000429 | -0.000138 | 0 | 0.000141 | 0.000214 | 0.000227 | 0.000224 | 0.000265 | 0.000274 | 0.000283 | 0.000302 | 8.3e-05
0.004104 | 0.002914 | 0.002294 | 0.001858 | 0.001555 | 0.001195 | 0.000792 | 0.000263 | 8.4e-05 | -0.000103 | -0.000207 | -0.00034 | -0.000279 | -0.000424 | -0.000638 | -0.000665 | -0.000682 | -0.000731 | -0.000772 | -0.000866 | -0.000842 | -0.000834 | -0.000569 | -0.000422 | -0.000135 | 0 | 0.00012 | 0.000196 | 0.000235 | 0.000175 | 0.000202 | 0.000295 | 0.000296 | 0.000313 | 4.9e-05
0.004219 | 0.003002 | 0.002392 | 0.001952 | 0.001643 | 0.001268 | 0.000864 | 0.000343 | 0.000111 | -9e-05 | -0.000193 | -0.000322 | -0.000192 | -0.000413 | -0.000586 | -0.000608 | -0.000661 | -0.000682 | -0.000741 | -0.000829 | -0.00087 | -0.000816 | -0.000577 | -0.000476 | -0.000152 | 0 | 0.000166 | 0.000207 | 0.000217 | 0.000184 | 0.00022 | 0.000254 | 0.000229 | 0.00025 | 7.5e-05
0.004203 | 0.003002 | 0.002402 | 0.001982 | 0.001663 | 0.001314 | 0.000855 | 0.000376 | 0.00013 | -3.3e-05 | -0.000126 | -0.000249 | -0.000236 | -0.000396 | -0.000573 | -0.000626 | -0.000644 | -0.000699 | -0.000725 | -0.000856 | -0.00084 | -0.00078 | -0.000539 | -0.000442 | -0.000182 | 0 | 0.000141 | 0.000145 | 0.000142 | 0.000177 | 0.000176 | 0.000211 | 0.000189 | 0.000145 | -8.7e-05
0.004012 | 0.002827 | 0.002278 | 0.001889 | 0.001583 | 0.001152 | 0.000817 | 0.000312 | 0.000104 | -8.4e-05 | -0.000177 | -0.000313 | -0.000201 | -0.000375 | -0.000544 | -0.000612 | -0.000649 | -0.000637 | -0.00068 | -0.00081 | -0.000817 | -0.000776 | -0.00051 | -0.000416 | -0.000122 | 0 | 0.000127 | 0.000108 | 0.000135 | 0.000116 | 5.6e-05 | 0.000173 | 0.000112 | 9e-05 | -8.7e-05
0.003699 | 0.002635 | 0.00214 | 0.001781 | 0.001494 | 0.001192 | 0.000765 | 0.000299 | 0.000114 | -3.3e-05 | -9.2e-05 | -0.000238 | -0.000122 | -0.000315 | -0.000523 | -0.000482 | -0.000554 | -0.000559 | -0.000639 | -0.000735 | -0.000733 | -0.000656 | -0.000439 | -0.000339 | -2.5e-05 | 0 | 0.000166 | 0.000161 | 0.000166 | 0.000159 | 0.000131 | 0.000193 | 0.000148 | 0.000103 | -0.000237
0.003285 | 0.002301 | 0.001824 | 0.001511 | 0.001318 | 0.00104 | 0.000649 | 0.000202 | 1.6e-05 | -0.000115 | -0.000157 | -0.000273 | -0.000227 | -0.0003 | -0.000551 | -0.000561 | -0.000626 | -0.000593 | -0.000589 | -0.000725 | -0.000708 | -0.000706 | -0.000472 | -0.000387 | -0.000127 | 0 | 8.2e-05 | 8.9e-05 | 9.4e-05 | 6.5e-05 | 0.000102 | 8.6e-05 | 5.1e-05 | 3.1e-05 | -0.00021
0.002986 | 0.00215 | 0.001726 | 0.00144 | 0.001212 | 0.000931 | 0.000657 | 0.000162 | 4.5e-05 | -7.5e-05 | -0.000131 | -0.000226 | -0.000196 | -0.000345 | -0.000566 | -0.000453 | -0.000513 | -0.000496 | -0.00055 | -0.000636 | -0.000699 | -0.00065 | -0.00042 | -0.000321 | -7.6e-05 | 0 | 0.000119 | 7.2e-05 | 0.00011 | 4e-05 | 3e-05 | 0.00011 | 1.6e-05 | 6.9e-05 | -0.000256
0.002504 | 0.001775 | 0.001451 | 0.001229 | 0.001058 | 0.000811 | 0.000555 | 6e-05 | 3.6e-05 | -7.5e-05 | -0.000142 | -0.000182 | -0.00022 | -0.000226 | -0.000486 | -0.000407 | -0.000464 | -0.000431 | -0.000506 | -0.000634 | -0.000615 | -0.00061 | -0.000346 | -0.000314 | -3.9e-05 | 0 | 7e-05 | 6.3e-05 | 9.6e-05 | -4.1e-05 | 4.8e-05 | 0.000155 | 4.8e-05 | 2.4e-05 | -0.000219
0.002225 | 0.001653 | 0.001321 | 0.001138 | 0.001014 | 0.000825 | 0.000552 | 0.000122 | 9.3e-05 | -3.1e-05 | -8.5e-05 | -0.000136 | -7.7e-05 | -0.000175 | -0.000379 | -0.000339 | -0.000334 | -0.00039 | -0.000369 | -0.000511 | -0.000518 | -0.000482 | -0.000296 | -0.000236 | 1.6e-05 | 0 | 0.000106 | 0.00017 | 7.8e-05 | 9.4e-05 | 9.8e-05 | 0.000219 | 0.000156 | 9.5e-05 | -0.000168
0.001884 | 0.001338 | 0.001092 | 0.000942 | 0.00082 | 0.000617 | 0.000375 | -4.4e-05 | -6e-06 | -0.00013 | -0.000137 | -0.000178 | -0.000168 | -0.00021 | -0.000465 | -0.000398 | -0.000392 | -0.000374 | -0.000406 | -0.00061 | -0.000601 | -0.000572 | -0.000297 | -0.00031 | -7e-05 | 0 | 6.3e-05 | 9.7e-05 | 0.000102 | 5.6e-05 | 7.3e-05 | 0.000156 | 6.4e-05 | 0.000145 | -0.000201
0.00143 | 0.000992 | 0.000765 | 0.000652 | 0.000563 | 0.000377 | 0.000206 | -0.000152 | -0.000165 | -0.000267 | -0.000197 | -0.000322 | -0.000224 | -0.000311 | -0.000565 | -0.000393 | -0.000373 | -0.00045 | -0.000503 | -0.000602 | -0.000638 | -0.000664 | -0.000326 | -0.000317 | -4.7e-05 | 0 | 0.000137 | 0.000101 | 8.7e-05 | 6.1e-05 | 7.6e-05 | 0.000185 | 0.000131 | 0.000165 | -0.000157
0.001353 | 0.000926 | 0.000711 | 0.000649 | 0.000565 | 0.000419 | 0.000208 | -0.000209 | -0.000137 | -0.000222 | -0.000208 | -0.00033 | -0.000188 | -0.000378 | -0.000492 | -0.000494 | -0.000394 | -0.000409 | -0.000416 | -0.00062 | -0.000598 | -0.00059 | -0.000384 | -0.000284 | -4e-05 | 0 | 7.7e-05 | 0.000112 | 7.1e-05 | 0.000148 | 0.00016 | 0.000284 | 0.000257 | 0.000178 | 1.8e-05
0.001209 | 0.000771 | 0.000559 | 0.000457 | 0.0004 | 0.000253 | 2.3e-05 | -0.000366 | -0.000286 | -0.000348 | -0.000286 | -0.000363 | -0.000347 | -0.000303 | -0.000514 | -0.000497 | -0.000448 | -0.000518 | -0.000467 | -0.000668 | -0.000594 | -0.000634 | -0.000353 | -0.000352 | -9.8e-05 | 0 | 9.1e-05 | 8.2e-05 | 9.6e-05 | 0.000112 | 0.000261 | 0.000322 | 0.000295 | 0.000285 | 3.4e-05
0.00086 | 0.000434 | 0.000259 | 0.000203 | 0.000132 | 1e-05 | -0.000214 | -0.000514 | -0.000426 | -0.000607 | -0.00048 | -0.000613 | -0.000495 | -0.000582 | -0.000715 | -0.000654 | -0.000654 | -0.000529 | -0.000596 | -0.000744 | -0.000682 | -0.000793 | -0.000422 | -0.00043 | -0.000134 | 0 | 1.8e-05 | 9.3e-05 | 9.1e-05 | 9.8e-05 | 0.000177 | 0.000354 | 0.000289 | 0.000335 | 0.000101
0.000983 | 0.000626 | 0.000383 | 0.000331 | 0.000267 | 7.2e-05 | -6.4e-05 | -0.00047 | -0.000389 | -0.000499 | -0.000346 | -0.000458 | -0.000384 | -0.000421 | -0.000699 | -0.000584 | -0.000543 | -0.000496 | -0.000608 | -0.000752 | -0.000729 | -0.000693 | -0.000405 | -0.000385 | -3.3e-05 | 0 | 2.6e-05 | 0.000174 | 0.000208 | 0.000146 | 0.000249 | 0.000452 | 0.000445 | 0.000369 | 0.000181
0.000923 | 0.000517 | 0.000334 | 0.000198 | 0.00021 | 4.7e-05 | -0.000185 | -0.000577 | -0.000452 | -0.00055 | -0.00045 | -0.000591 | -0.000403 | -0.000443 | -0.000836 | -0.000646 | -0.000648 | -0.000615 | -0.000606 | -0.000852 | -0.000837 | -0.000815 | -0.00041 | -0.00049 | -0.000114 | 0 | 5.9e-05 | 9.6e-05 | 8.4e-05 | 1e-05 | 0.000177 | 0.000378 | 0.000351 | 0.000366 | 0.000118
0.000965 | 0.000488 | 0.000302 | 0.000155 | 0.00012 | 1.7e-05 | -0.000234 | -0.000567 | -0.00049 | -0.000606 | -0.00055 | -0.000619 | -0.000415 | -0.00058 | -0.00077 | -0.000635 | -0.000626 | -0.000581 | -0.000703 | -0.000866 | -0.00088 | -0.000678 | -0.000372 | -0.000442 | -8.6e-05 | 0 | 7.6e-05 | 0.00014 | 0.00014 | 0.000153 | 0.000264 | 0.000487 | 0.0004 | 0.000355 | 0.000133
0.001031 | 0.000606 | 0.00034 | 0.000277 | 0.000222 | 6.1e-05 | -1.2e-05 | -0.000475 | -0.000426 | -0.000428 | -0.000388 | -0.000529 | -0.000387 | -0.000385 | -0.000732 | -0.000564 | -0.00054 | -0.000538 | -0.000602 | -0.000747 | -0.000799 | -0.000706 | -0.000239 | -0.000248 | -2.9e-05 | 0 | 0.000149 | 0.000133 | 0.000175 | 0.000217 | 0.000318 | 0.000454 | 0.000543 | 0.000426 | 0.000187

## 159_CC_tcarray
0.059644 | 0.05544 | 0.052074 | 0.049365 | 0.047392 | 0.045006 | 0.041942 | 0.039482 | 0.03653 | 0.033169 | 0.028596 | 0.026896 | 0.024396 | 0.020567 | 0.020106 | 0.018435 | 0.015547 | 0.014118 | 0.012897 | 0.010528 | 0.009546 | 0.008416 | 0.006691 | 0.004768 | 0.000733 | 0 | -0.001583 | -0.00177 | -0.003714 | -0.005185 | -0.006265 | -0.006487 | -0.009417 | -0.011419 | -0.013007
0.047117 | 0.043419 | 0.040671 | 0.039151 | 0.036653 | 0.035221 | 0.032418 | 0.030793 | 0.027441 | 0.02466 | 0.021649 | 0.019878 | 0.019286 | 0.015397 | 0.014167 | 0.013177 | 0.010866 | 0.008762 | 0.00796 | 0.007973 | 0.005606 | 0.005714 | 0.003433 | 0.00154 | 0.000165 | 0 | -0.001805 | -0.003663 | -0.004507 | -0.004418 | -0.007237 | -0.007886 | -0.008261 | -0.009636 | -0.01141
0.040694 | 0.036908 | 0.034573 | 0.032327 | 0.030859 | 0.029778 | 0.02776 | 0.026407 | 0.023996 | 0.021933 | 0.01884 | 0.016997 | 0.014791 | 0.013061 | 0.012576 | 0.011753 | 0.00989 | 0.00832 | 0.007307 | 0.006216 | 0.005091 | 0.005553 | 0.004646 | 0.002926 | 0.000916 | 0 | -0.00091 | -0.001144 | -0.002795 | -0.002522 | -0.002908 | -0.003701 | -0.005633 | -0.006027 | -0.006714
0.030992 | 0.028752 | 0.02714 | 0.025733 | 0.024287 | 0.023871 | 0.022095 | 0.020638 | 0.018626 | 0.016171 | 0.013785 | 0.012557 | 0.01198 | 0.009802 | 0.009155 | 0.007344 | 0.006505 | 0.005966 | 0.005518 | 0.004477 | 0.004221 | 0.003489 | 0.002875 | 0.001855 | -3.1e-05 | 0 | -0.000779 | -0.00131 | -0.000771 | -0.000541 | -0.002169 | -0.001632 | -0.002532 | -0.003483 | -0.00492
0.024469 | 0.022435 | 0.021122 | 0.02017 | 0.019372 | 0.018391 | 0.017324 | 0.016646 | 0.014627 | 0.01347 | 0.010786 | 0.0095 | 0.008925 | 0.006508 | 0.006621 | 0.00644 | 0.004886 | 0.003963 | 0.003773 | 0.003564 | 0.002045 | 0.002501 | 0.002059 | 0.001208 | 4.9e-05 | 0 | -0.00064 | -0.000938 | -0.001354 | -0.000692 | -0.001422 | -0.001573 | -0.002154 | -0.002646 | -0.003183
0.020316 | 0.01867 | 0.017574 | 0.017067 | 0.016482 | 0.016225 | 0.015001 | 0.014178 | 0.012723 | 0.01145 | 0.009921 | 0.00826 | 0.007708 | 0.005866 | 0.005753 | 0.005388 | 0.004175 | 0.003476 | 0.003322 | 0.002761 | 0.002924 | 0.002744 | 0.002067 | 0.001619 | 0.000461 | 0 | 0.000338 | 0.000126 | -0.000149 | 0.000631 | 0.000568 | 0.000626 | 0.000389 | -3e-06 | -0.000674
0.01648 | 0.015044 | 0.014258 | 0.013925 | 0.01314 | 0.012909 | 0.011926 | 0.011029 | 0.009879 | 0.008007 | 0.006744 | 0.006036 | 0.005168 | 0.004054 | 0.003486 | 0.003225 | 0.002453 | 0.002228 | 0.002037 | 0.001941 | 0.001133 | 0.001555 | 0.001499 | 0.000745 | -0.00047 | 0 | -0.000664 | -0.000605 | 0.000698 | 0.000775 | 8.2e-05 | 0.000616 | 0.000613 | 4.3e-05 | -0.000129
0.013149 | 0.012472 | 0.011733 | 0.011603 | 0.011243 | 0.011262 | 0.010573 | 0.010102 | 0.008812 | 0.008098 | 0.006576 | 0.005442 | 0.005175 | 0.003406 | 0.003371 | 0.00351 | 0.002842 | 0.002226 | 0.002471 | 0.001753 | 0.00205 | 0.002188 | 0.001219 | 0.000726 | 6e-06 | 0 | 2.8e-05 | 0.000286 | 0.000117 | 0.001337 | 0.001328 | 0.001442 | 0.001378 | 0.001394 | 0.001015
0.010821 | 0.01016 | 0.009732 | 0.009414 | 0.00959 | 0.009522 | 0.008547 | 0.008413 | 0.007493 | 0.00667 | 0.005315 | 0.004588 | 0.003865 | 0.002916 | 0.002659 | 0.002429 | 0.001905 | 0.001769 | 0.001622 | 0.001605 | 0.001484 | 0.001468 | 0.001307 | 0.000831 | 7.8e-05 | 0 | 0.00011 | 0.000631 | 0.00133 | 0.001699 | 0.002124 | 0.002382 | 0.00226 | 0.002216 | 0.001691
0.009167 | 0.00879 | 0.008534 | 0.008458 | 0.008424 | 0.008367 | 0.008153 | 0.007531 | 0.006498 | 0.005507 | 0.004588 | 0.004042 | 0.003528 | 0.001946 | 0.002396 | 0.002147 | 0.00159 | 0.001391 | 0.001514 | 0.001541 | 0.001077 | 0.001023 | 0.000862 | 0.000277 | -0.000205 | 0 | 2e-05 | 0.000349 | 0.00111 | 0.001888 | 0.001558 | 0.002076 | 0.002173 | 0.002171 | 0.002168
0.006626 | 0.006639 | 0.006269 | 0.006463 | 0.006795 | 0.007074 | 0.006667 | 0.006292 | 0.005652 | 0.005091 | 0.003911 | 0.003121 | 0.00255 | 0.002003 | 0.001814 | 0.001751 | 0.001314 | 0.001406 | 0.001276 | 0.001296 | 0.001213 | 0.001614 | 0.000718 | 0.000497 | 0.000139 | 0 | 0.000351 | 0.000887 | 0.001015 | 0.001991 | 0.002276 | 0.002704 | 0.002775 | 0.002918 | 0.002742
0.00547 | 0.005131 | 0.005175 | 0.005341 | 0.00558 | 0.005862 | 0.005501 | 0.005488 | 0.004784 | 0.003848 | 0.003142 | 0.002692 | 0.002086 | 0.001367 | 0.001217 | 0.001303 | 0.000902 | 0.001007 | 0.00102 | 0.001012 | 0.000993 | 0.000864 | 0.001155 | 0.00063 | -1.4e-05 | 0 | 3e-06 | 0.000892 | 0.001448 | 0.002131 | 0.002855 | 0.003114 | 0.003263 | 0.003201 | 0.003195
0.003857 | 0.003937 | 0.004027 | 0.004255 | 0.004424 | 0.004747 | 0.004737 | 0.004337 | 0.003863 | 0.003153 | 0.002525 | 0.001972 | 0.001515 | 0.000807 | 0.000913 | 0.00105 | 0.00074 | 0.000657 | 0.000775 | 0.000808 | 0.000566 | 0.000786 | 0.000277 | 5.8e-05 | -0.000326 | 0 | 0.000174 | 0.000423 | 0.001308 | 0.002171 | 0.002161 | 0.002554 | 0.002874 | 0.003174 | 0.003011
0.00305 | 0.003227 | 0.002978 | 0.003349 | 0.003678 | 0.004011 | 0.004001 | 0.00383 | 0.003172 | 0.002999 | 0.002228 | 0.001619 | 0.001405 | 0.000552 | 0.000696 | 0.000597 | 0.000478 | 0.000414 | 0.000695 | 0.000535 | 0.000706 | 0.000899 | 0.000669 | 0.000296 | 5.4e-05 | 0 | 0.000303 | 0.000919 | 0.000972 | 0.002078 | 0.0027 | 0.003101 | 0.003189 | 0.003446 | 0.003332
0.002093 | 0.002156 | 0.00238 | 0.002578 | 0.002793 | 0.003255 | 0.003044 | 0.002992 | 0.002727 | 0.001756 | 0.001453 | 0.001026 | 0.000553 | 0.000276 | 8.8e-05 | 0.000103 | -7.7e-05 | 0.000198 | 0.00011 | 0.000564 | 0.000365 | 0.000486 | 0.000632 | 0.000435 | -0.00016 | 0 | 0.000138 | 0.000815 | 0.001727 | 0.002388 | 0.002902 | 0.003348 | 0.00347 | 0.003364 | 0.003467
0.001206 | 0.001327 | 0.001399 | 0.001873 | 0.002149 | 0.002484 | 0.002613 | 0.002325 | 0.00199 | 0.001802 | 0.000953 | 0.000533 | 0.000525 | -0.000209 | -0.000189 | 0.000119 | 4.1e-05 | -3.2e-05 | 0.000232 | 0.000116 | 0.000115 | 0.000437 | 2e-06 | -0.000106 | -0.000214 | 0 | 0.000368 | 0.000696 | 0.001266 | 0.002307 | 0.00255 | 0.002918 | 0.003208 | 0.003461 | 0.003455
0.000198 | 0.00042 | 0.000376 | 0.000819 | 0.001151 | 0.001688 | 0.00162 | 0.001698 | 0.00116 | 0.001013 | 0.000544 | 0.000162 | -0.000145 | -0.000548 | -0.000548 | -0.000487 | -0.000597 | -0.000502 | -0.000426 | -0.000135 | 4.9e-05 | 0.000116 | 0.000167 | 0.000127 | -0.000126 | 0 | 0.000312 | 0.000969 | 0.001482 | 0.002018 | 0.002769 | 0.003261 | 0.003328 | 0.003501 | 0.003692
-0.000537 | -0.000237 | 0.000159 | 0.000356 | 0.000801 | 0.001084 | 0.00107 | 0.001127 | 0.001012 | 0.000365 | 1.3e-05 | -0.000187 | -0.000659 | -0.000983 | -0.000816 | -0.000817 | -0.000973 | -0.00061 | -0.00045 | -0.000316 | -0.000345 | -0.000126 | -3.7e-05 | -0.0002 | -0.000335 | 0 | 3.9e-05 | 0.000722 | 0.00161 | 0.002274 | 0.002542 | 0.0031 | 0.003435 | 0.00354 | 0.0035
-0.000879 | -0.000622 | -0.000648 | -0.000165 | 0.000259 | 0.000614 | 0.000861 | 0.000852 | 0.000577 | 0.000477 | -8.3e-05 | -0.000439 | -0.000398 | -0.000887 | -0.00083 | -0.000664 | -0.000657 | -0.00067 | -0.000414 | -0.000403 | -0.000238 | -2e-05 | -0.000258 | -0.000223 | -0.000185 | 0 | 0.000402 | 0.000853 | 0.001275 | 0.002355 | 0.002734 | 0.003118 | 0.003371 | 0.003456 | 0.00353
-0.001757 | -0.001492 | -0.001346 | -0.000992 | -0.000581 | -9.1e-05 | -0.000155 | 7e-05 | -0.000273 | -0.000451 | -0.000682 | -0.000817 | -0.001217 | -0.00135 | -0.001429 | -0.001304 | -0.001374 | -0.001077 | -0.000881 | -0.000786 | -0.000338 | -0.000228 | -0.000149 | -7.9e-05 | -0.000299 | 0 | 0.000346 | 0.000965 | 0.001618 | 0.002106 | 0.002816 | 0.003125 | 0.003331 | 0.003673 | 0.003636
-0.001854 | -0.001701 | -0.00148 | -0.001097 | -0.000806 | -0.000451 | -0.000229 | -0.000214 | -0.000247 | -0.000634 | -0.00096 | -0.001075 | -0.001237 | -0.001558 | -0.001455 | -0.001326 | -0.00126 | -0.001138 | -0.000885 | -0.000616 | -0.000559 | -0.000394 | -0.000211 | -0.000272 | -0.000286 | 0 | 0.000317 | 0.000847 | 0.001691 | 0.002388 | 0.002649 | 0.003183 | 0.003526 | 0.003555 | 0.003632
-0.00214 | -0.001943 | -0.001929 | -0.001617 | -0.001236 | -0.000836 | -0.000588 | -0.000614 | -0.000812 | -0.000691 | -0.001073 | -0.001279 | -0.001444 | -0.001786 | -0.001625 | -0.001477 | -0.001418 | -0.001333 | -0.00107 | -0.000947 | -0.000666 | -0.000409 | -0.000493 | -0.000414 | -0.000226 | 0 | 0.00037 | 0.00083 | 0.001268 | 0.002081 | 0.00252 | 0.00297 | 0.003196 | 0.003449 | 0.003468
-0.002921 | -0.002633 | -0.002414 | -0.002116 | -0.001809 | -0.001492 | -0.001345 | -0.001123 | -0.001252 | -0.001507 | -0.001752 | -0.001823 | -0.001963 | -0.001911 | -0.002019 | -0.001947 | -0.001766 | -0.001542 | -0.001304 | -0.001111 | -0.000802 | -0.000566 | -0.000297 | -0.000224 | -0.000267 | 0 | 0.000336 | 0.000995 | 0.001661 | 0.002188 | 0.002736 | 0.003117 | 0.00336 | 0.003446 | 0.003482
-0.003069 | -0.002847 | -0.002698 | -0.00238 | -0.002031 | -0.001694 | -0.001492 | -0.001507 | -0.001431 | -0.001557 | -0.001747 | -0.001964 | -0.002018 | -0.002349 | -0.002055 | -0.001929 | -0.001831 | -0.001672 | -0.001383 | -0.001038 | -0.001039 | -0.000647 | -0.000546 | -0.000393 | -0.000248 | 0 | 0.000353 | 0.000801 | 0.001431 | 0.002202 | 0.002553 | 0.002929 | 0.003224 | 0.00334 | 0.003467
-0.003609 | -0.003289 | -0.003263 | -0.002919 | -0.002597 | -0.00223 | -0.00199 | -0.001899 | -0.002 | -0.001972 | -0.002186 | -0.002236 | -0.00231 | -0.002449 | -0.002437 | -0.002169 | -0.002122 | -0.001825 | -0.00159 | -0.00141 | -0.000973 | -0.000716 | -0.000699 | -0.000529 | -0.000382 | 0 | 0.000388 | 0.000896 | 0.001352 | 0.001993 | 0.002331 | 0.002843 | 0.002961 | 0.003148 | 0.003281
-0.00376 | -0.003581 | -0.003381 | -0.00315 | -0.002939 | -0.002564 | -0.002427 | -0.002206 | -0.002165 | -0.002379 | -0.002494 | -0.002489 | -0.002614 | -0.002611 | -0.002617 | -0.002469 | -0.002359 | -0.002059 | -0.001824 | -0.001551 | -0.001275 | -0.001013 | -0.000603 | -0.000374 | -0.000392 | 0 | 0.000285 | 0.000882 | 0.00149 | 0.002069 | 0.002474 | 0.002715 | 0.003031 | 0.003132 | 0.003112
-0.003581 | -0.003317 | -0.003288 | -0.003029 | -0.002816 | -0.002568 | -0.002364 | -0.002239 | -0.002291 | -0.002215 | -0.002434 | -0.002598 | -0.00257 | -0.00269 | -0.002535 | -0.002342 | -0.002191 | -0.001946 | -0.001598 | -0.001416 | -0.001125 | -0.000845 | -0.000698 | -0.000487 | -0.000247 | 0 | 0.000368 | 0.000839 | 0.001358 | 0.002062 | 0.002318 | 0.002683 | 0.002902 | 0.003005 | 0.00314
-0.0041 | -0.003864 | -0.00384 | -0.00353 | -0.003225 | -0.002953 | -0.002846 | -0.002622 | -0.002681 | -0.002612 | -0.002677 | -0.002668 | -0.002743 | -0.002837 | -0.002788 | -0.002555 | -0.00245 | -0.002212 | -0.001908 | -0.001602 | -0.001251 | -0.000967 | -0.000701 | -0.000525 | -0.000407 | 0 | 0.000465 | 0.000858 | 0.001289 | 0.001829 | 0.002214 | 0.002415 | 0.002638 | 0.002814 | 0.002813
-0.003912 | -0.003768 | -0.003668 | -0.003512 | -0.003341 | -0.003134 | -0.003028 | -0.002854 | -0.002742 | -0.002954 | -0.002972 | -0.003081 | -0.003129 | -0.00308 | -0.00293 | -0.002729 | -0.00267 | -0.002317 | -0.002042 | -0.001735 | -0.00153 | -0.001153 | -0.000826 | -0.000555 | -0.000357 | 0 | 0.000221 | 0.000724 | 0.001284 | 0.001739 | 0.002062 | 0.002412 | 0.002583 | 0.002661 | 0.00269
-0.003786 | -0.003666 | -0.003676 | -0.003449 | -0.003277 | -0.003098 | -0.002941 | -0.002853 | -0.002745 | -0.00265 | -0.002835 | -0.002858 | -0.002818 | -0.002981 | -0.002883 | -0.002622 | -0.002406 | -0.002236 | -0.001935 | -0.001676 | -0.001368 | -0.000994 | -0.000814 | -0.000613 | -0.000321 | 0 | 0.000299 | 0.000702 | 0.001041 | 0.001636 | 0.00189 | 0.002189 | 0.002293 | 0.002394 | 0.002584
-0.003611 | -0.003538 | -0.003545 | -0.003385 | -0.003205 | -0.003017 | -0.003007 | -0.002826 | -0.002834 | -0.002789 | -0.002894 | -0.002926 | -0.002875 | -0.002908 | -0.00283 | -0.002647 | -0.0026 | -0.002318 | -0.00201 | -0.001851 | -0.001482 | -0.00112 | -0.000827 | -0.000519 | -0.000403 | 0 | 0.000327 | 0.000668 | 0.001104 | 0.001424 | 0.00167 | 0.001826 | 0.002042 | 0.00208 | 0.00213
-0.003651 | -0.003499 | -0.003429 | -0.003304 | -0.003145 | -0.002961 | -0.002914 | -0.002694 | -0.002595 | -0.002704 | -0.002767 | -0.002814 | -0.002877 | -0.002921 | -0.002698 | -0.002526 | -0.002355 | -0.002086 | -0.001864 | -0.001581 | -0.001423 | -0.001139 | -0.000812 | -0.000503 | -0.000203 | 0 | 0.000237 | 0.000714 | 0.001018 | 0.001416 | 0.001622 | 0.001773 | 0.001873 | 0.001922 | 0.001996
-0.004169 | -0.003833 | -0.003732 | -0.003432 | -0.003217 | -0.003034 | -0.002913 | -0.002727 | -0.002671 | -0.002574 | -0.002716 | -0.002721 | -0.002614 | -0.00272 | -0.002649 | -0.002472 | -0.002303 | -0.002129 | -0.001869 | -0.001674 | -0.001317 | -0.001003 | -0.000804 | -0.000614 | -0.000318 | 0 | 0.000274 | 0.000554 | 0.000821 | 0.001174 | 0.001324 | 0.001524 | 0.001614 | 0.001621 | 0.001669
-0.003841 | -0.003549 | -0.003408 | -0.003253 | -0.003064 | -0.002901 | -0.002811 | -0.002568 | -0.002513 | -0.002555 | -0.002591 | -0.002564 | -0.002568 | -0.002588 | -0.002524 | -0.00239 | -0.002278 | -0.001957 | -0.001817 | -0.001615 | -0.001316 | -0.001064 | -0.000722 | -0.000418 | -0.000292 | 0 | 0.000224 | 0.000566 | 0.000807 | 0.00102 | 0.001206 | 0.001292 | 0.001366 | 0.001415 | 0.001324
-0.003488 | -0.003081 | -0.00294 | -0.002733 | -0.002557 | -0.002366 | -0.002218 | -0.002108 | -0.00202 | -0.002062 | -0.002157 | -0.002177 | -0.002279 | -0.002252 | -0.002182 | -0.002004 | -0.001885 | -0.00177 | -0.001504 | -0.001298 | -0.001156 | -0.000915 | -0.000665 | -0.000439 | -0.000205 | 0 | 0.000223 | 0.00051 | 0.000697 | 0.000956 | 0.00104 | 0.001167 | 0.001212 | 0.001161 | 0.001225
-0.003275 | -0.00292 | -0.002834 | -0.0026 | -0.002403 | -0.002223 | -0.002102 | -0.002016 | -0.001965 | -0.001861 | -0.002004 | -0.00203 | -0.001959 | -0.002112 | -0.002072 | -0.001918 | -0.001845 | -0.001698 | -0.001563 | -0.001379 | -0.001097 | -0.000825 | -0.000676 | -0.000476 | -0.000304 | 0 | 0.00023 | 0.000372 | 0.000588 | 0.000845 | 0.000873 | 0.000955 | 0.000988 | 0.000921 | 0.000919
-0.002685 | -0.002265 | -0.002139 | -0.002015 | -0.00182 | -0.001687 | -0.001649 | -0.001455 | -0.001456 | -0.001534 | -0.001597 | -0.001658 | -0.001686 | -0.001687 | -0.001712 | -0.001591 | -0.001573 | -0.00142 | -0.001317 | -0.00116 | -0.001037 | -0.000804 | -0.000604 | -0.000392 | -0.000253 | 0 | 0.000168 | 0.000438 | 0.000631 | 0.000765 | 0.000816 | 0.00089 | 0.00087 | 0.000859 | 0.000839
-0.002635 | -0.002173 | -0.002002 | -0.001766 | -0.001605 | -0.001422 | -0.001284 | -0.001215 | -0.001148 | -0.001156 | -0.00136 | -0.001408 | -0.001479 | -0.00154 | -0.001538 | -0.001409 | -0.00138 | -0.001321 | -0.001189 | -0.001025 | -0.000905 | -0.000724 | -0.00055 | -0.000437 | -0.000219 | 0 | 0.000161 | 0.000384 | 0.000518 | 0.000774 | 0.000842 | 0.000844 | 0.000888 | 0.000878 | 0.000902
-0.003153 | -0.002441 | -0.002207 | -0.001881 | -0.001643 | -0.001401 | -0.00133 | -0.001164 | -0.001208 | -0.001306 | -0.001489 | -0.001658 | -0.001805 | -0.001895 | -0.002046 | -0.001924 | -0.001916 | -0.001819 | -0.001733 | -0.001633 | -0.001356 | -0.001112 | -0.000842 | -0.000628 | -0.0004 | 0 | 0.000295 | 0.000668 | 0.001031 | 0.001436 | 0.001745 | 0.00191 | 0.002049 | 0.002077 | 0.002139
-0.002759 | -0.002034 | -0.001784 | -0.001511 | -0.001291 | -0.001068 | -0.001039 | -0.000948 | -0.00101 | -0.001134 | -0.001329 | -0.001554 | -0.001645 | -0.001852 | -0.001975 | -0.001902 | -0.001922 | -0.001819 | -0.00168 | -0.00158 | -0.001339 | -0.001115 | -0.000858 | -0.000587 | -0.000334 | 0 | 0.000236 | 0.000623 | 0.001088 | 0.001509 | 0.001755 | 0.002024 | 0.002113 | 0.002214 | 0.002239
-0.002241 | -0.001482 | -0.0013 | -0.001043 | -0.000794 | -0.000646 | -0.000563 | -0.000566 | -0.00059 | -0.000687 | -0.000989 | -0.001215 | -0.001355 | -0.001579 | -0.001758 | -0.001706 | -0.001678 | -0.001648 | -0.001556 | -0.001449 | -0.001249 | -0.000986 | -0.000853 | -0.000589 | -0.000385 | 0 | 0.000304 | 0.000694 | 0.001046 | 0.001532 | 0.001846 | 0.00208 | 0.002266 | 0.002291 | 0.002401
-0.001887 | -0.001047 | -0.000752 | -0.00045 | -0.000204 | 5.2e-05 | 4.9e-05 | 9.8e-05 | -5.7e-05 | -0.000258 | -0.000531 | -0.000783 | -0.000976 | -0.001257 | -0.001507 | -0.001437 | -0.00144 | -0.001406 | -0.0014 | -0.001283 | -0.001045 | -0.000879 | -0.000705 | -0.000543 | -0.000365 | 0 | 0.000291 | 0.000704 | 0.001129 | 0.001549 | 0.001894 | 0.002143 | 0.002277 | 0.002314 | 0.002435
-0.00171 | -0.000865 | -0.000597 | -0.000285 | -3.3e-05 | 0.000162 | 0.00022 | 0.000232 | 0.000156 | -8.3e-05 | -0.000374 | -0.000656 | -0.000878 | -0.001193 | -0.001368 | -0.001328 | -0.001332 | -0.001338 | -0.001228 | -0.001182 | -0.001016 | -0.000833 | -0.000676 | -0.000494 | -0.000329 | 0 | 0.000234 | 0.000665 | 0.001083 | 0.001556 | 0.00184 | 0.002127 | 0.002305 | 0.00234 | 0.002401
-0.001447 | -0.000394 | -7.2e-05 | 0.000229 | 0.000518 | 0.000729 | 0.000751 | 0.000721 | 0.000601 | 0.000427 | 0.000126 | -0.000196 | -0.000435 | -0.000706 | -0.000968 | -0.000923 | -0.000946 | -0.000957 | -0.000935 | -0.000878 | -0.000755 | -0.000608 | -0.000564 | -0.000464 | -0.0003 | 0 | 0.000287 | 0.00062 | 0.001042 | 0.001579 | 0.0019 | 0.002156 | 0.002272 | 0.002381 | 0.002421
-0.001101 | 0.000114 | 0.000468 | 0.000811 | 0.001125 | 0.001361 | 0.001369 | 0.001405 | 0.001252 | 0.001004 | 0.000623 | 0.000296 | 2.9e-05 | -0.000334 | -0.000626 | -0.000538 | -0.000638 | -0.000645 | -0.00066 | -0.000644 | -0.000484 | -0.000432 | -0.000399 | -0.000372 | -0.000296 | 0 | 0.000215 | 0.000601 | 0.001075 | 0.001523 | 0.001847 | 0.002079 | 0.002259 | 0.002285 | 0.002317
-0.000594 | 0.000548 | 0.001038 | 0.001436 | 0.001699 | 0.001932 | 0.002012 | 0.002008 | 0.001865 | 0.001602 | 0.001213 | 0.000857 | 0.000602 | 0.000202 | -0.000101 | -4.1e-05 | -0.00011 | -0.000193 | -0.000203 | -0.000217 | -0.000185 | -0.00017 | -0.00019 | -0.000238 | -0.000202 | 0 | 0.000213 | 0.000547 | 0.000941 | 0.001436 | 0.001714 | 0.001973 | 0.002137 | 0.002174 | 0.002197
-0.000257 | 0.001025 | 0.001474 | 0.001916 | 0.002294 | 0.002501 | 0.002555 | 0.002569 | 0.002413 | 0.002174 | 0.001792 | 0.00139 | 0.001133 | 0.000659 | 0.000339 | 0.000401 | 0.00033 | 0.000196 | 0.00018 | 0.000116 | 0.00012 | 7.9e-05 | -3.4e-05 | -0.00014 | -0.000236 | 0 | 0.000148 | 0.000499 | 0.000846 | 0.001326 | 0.001644 | 0.001841 | 0.001992 | 0.002031 | 0.001992
0.00013 | 0.001554 | 0.002034 | 0.002392 | 0.002775 | 0.003053 | 0.003063 | 0.003033 | 0.002889 | 0.002631 | 0.002243 | 0.001856 | 0.001582 | 0.001083 | 0.000758 | 0.000795 | 0.000679 | 0.000589 | 0.000483 | 0.000415 | 0.000412 | 0.000314 | 0.000136 | -7.9e-05 | -0.000179 | 0 | 9.3e-05 | 0.000384 | 0.000738 | 0.001183 | 0.001484 | 0.001677 | 0.001822 | 0.001811 | 0.001769
0.000836 | 0.002252 | 0.002715 | 0.003177 | 0.00349 | 0.003745 | 0.00378 | 0.003788 | 0.003613 | 0.003297 | 0.002927 | 0.002493 | 0.002148 | 0.001671 | 0.001281 | 0.001303 | 0.001177 | 0.001067 | 0.00092 | 0.000811 | 0.000732 | 0.000536 | 0.00033 | 7.9e-05 | -0.000145 | 0 | 2e-05 | 0.00031 | 0.000669 | 0.001071 | 0.001312 | 0.001485 | 0.00159 | 0.001529 | 0.001504
0.001234 | 0.002724 | 0.00317 | 0.003537 | 0.003821 | 0.004082 | 0.004096 | 0.004047 | 0.003908 | 0.003593 | 0.003222 | 0.002786 | 0.002454 | 0.001947 | 0.0016 | 0.001605 | 0.001469 | 0.001284 | 0.00119 | 0.001062 | 0.000916 | 0.000718 | 0.000463 | 0.000161 | -7e-05 | 0 | 1.6e-05 | 0.000268 | 0.000571 | 0.00097 | 0.00118 | 0.00136 | 0.001431 | 0.001366 | 0.001282
0.001652 | 0.003039 | 0.003464 | 0.003884 | 0.004203 | 0.004417 | 0.004442 | 0.004374 | 0.004196 | 0.003892 | 0.003463 | 0.003061 | 0.002734 | 0.002208 | 0.001823 | 0.001841 | 0.001691 | 0.001492 | 0.001359 | 0.001194 | 0.001108 | 0.000902 | 0.000552 | 0.000211 | -8.3e-05 | 0 | 1e-05 | 0.000183 | 0.000496 | 0.000838 | 0.001051 | 0.001177 | 0.001216 | 0.001099 | 0.001014
0.001934 | 0.003409 | 0.00389 | 0.004305 | 0.004605 | 0.004821 | 0.004856 | 0.00477 | 0.004574 | 0.00425 | 0.003823 | 0.003358 | 0.003011 | 0.002468 | 0.002041 | 0.002108 | 0.001913 | 0.001712 | 0.001573 | 0.001381 | 0.001226 | 0.000922 | 0.000596 | 0.000258 | -8.5e-05 | 0 | -7.3e-05 | 0.000124 | 0.000409 | 0.000696 | 0.000859 | 0.000945 | 0.000972 | 0.000878 | 0.000719
0.002181 | 0.003654 | 0.0041 | 0.004498 | 0.004754 | 0.004993 | 0.005004 | 0.004901 | 0.004717 | 0.00443 | 0.003959 | 0.003456 | 0.003156 | 0.002617 | 0.002207 | 0.002244 | 0.002093 | 0.001795 | 0.0017 | 0.001435 | 0.001297 | 0.001054 | 0.000681 | 0.000284 | 1.1e-05 | 0 | -4e-05 | 7.6e-05 | 0.000311 | 0.00064 | 0.000757 | 0.000831 | 0.000865 | 0.000741 | 0.000576
0.002419 | 0.004019 | 0.004512 | 0.004903 | 0.005194 | 0.005391 | 0.005316 | 0.005256 | 0.005017 | 0.00466 | 0.004171 | 0.003721 | 0.003362 | 0.002778 | 0.002349 | 0.002371 | 0.002157 | 0.001943 | 0.001732 | 0.001504 | 0.001367 | 0.001075 | 0.000713 | 0.000331 | -5.5e-05 | 0 | -6.6e-05 | 4.8e-05 | 0.000243 | 0.000497 | 0.000627 | 0.000666 | 0.000676 | 0.000477 | 0.000334
0.002776 | 0.004371 | 0.004814 | 0.005188 | 0.005418 | 0.005619 | 0.005575 | 0.005452 | 0.005231 | 0.004794 | 0.00435 | 0.003847 | 0.00349 | 0.002883 | 0.002494 | 0.002496 | 0.00228 | 0.00201 | 0.00175 | 0.001573 | 0.00134 | 0.001014 | 0.000682 | 0.000289 | -5.6e-05 | 0 | -0.000182 | -8.4e-05 | 0.00013 | 0.000377 | 0.000424 | 0.000437 | 0.000377 | 0.000215 | 7e-06
0.002929 | 0.004488 | 0.004878 | 0.005257 | 0.005481 | 0.005657 | 0.005587 | 0.005461 | 0.005218 | 0.00491 | 0.004383 | 0.003865 | 0.003502 | 0.002912 | 0.002465 | 0.002528 | 0.002315 | 0.001999 | 0.001788 | 0.001562 | 0.001352 | 0.00108 | 0.000706 | 0.000276 | 3.1e-05 | 0 | -0.000123 | -2e-05 | 6.3e-05 | 0.000297 | 0.000417 | 0.000361 | 0.000362 | 0.000123 | -8e-05
0.002742 | 0.004322 | 0.004827 | 0.005199 | 0.005514 | 0.005688 | 0.005598 | 0.005457 | 0.005213 | 0.004801 | 0.004328 | 0.003833 | 0.003465 | 0.002876 | 0.002387 | 0.002412 | 0.002158 | 0.001976 | 0.001701 | 0.001485 | 0.001288 | 0.000993 | 0.00064 | 0.000254 | -6e-05 | 0 | -0.000166 | -0.000117 | 7.8e-05 | 0.000225 | 0.000279 | 0.000256 | 0.000157 | -4.3e-05 | -0.000231
0.002942 | 0.004628 | 0.005113 | 0.005483 | 0.005724 | 0.005898 | 0.005852 | 0.005706 | 0.005436 | 0.005014 | 0.004564 | 0.004049 | 0.003637 | 0.003017 | 0.002597 | 0.002614 | 0.002411 | 0.002079 | 0.001878 | 0.00157 | 0.001289 | 0.001003 | 0.000628 | 0.000303 | -3.9e-05 | 0 | -0.000192 | -0.000141 | -2.3e-05 | 0.000166 | 0.000137 | 8.4e-05 | 2.4e-05 | -0.000209 | -0.000485
0.002788 | 0.004426 | 0.004864 | 0.005285 | 0.005521 | 0.005729 | 0.005638 | 0.005469 | 0.005265 | 0.004955 | 0.004429 | 0.003907 | 0.003526 | 0.002931 | 0.002446 | 0.002478 | 0.002219 | 0.001951 | 0.001759 | 0.001486 | 0.001287 | 0.001033 | 0.000608 | 0.000236 | -4.5e-05 | 0 | -8.5e-05 | -0.000117 | -4.6e-05 | 7.8e-05 | 0.000152 | 8.1e-05 | -1.4e-05 | -0.000243 | -0.000495
0.002629 | 0.00438 | 0.004941 | 0.005286 | 0.005529 | 0.005658 | 0.005554 | 0.005484 | 0.00516 | 0.004725 | 0.004278 | 0.003776 | 0.00342 | 0.00281 | 0.00224 | 0.002308 | 0.002073 | 0.001882 | 0.001555 | 0.001395 | 0.001144 | 0.000859 | 0.000529 | 0.000255 | -6.9e-05 | 0 | -0.000186 | -0.000176 | 2.5e-05 | 7.3e-05 | -2.7e-05 | -7.8e-05 | -0.000183 | -0.000518 | -0.000771
0.002833 | 0.004605 | 0.005082 | 0.00547 | 0.005645 | 0.005854 | 0.005784 | 0.005559 | 0.005288 | 0.004903 | 0.004492 | 0.003862 | 0.003416 | 0.002838 | 0.00239 | 0.002457 | 0.002229 | 0.001868 | 0.001699 | 0.001404 | 0.001155 | 0.000875 | 0.000519 | 0.000194 | -3.2e-05 | 0 | -0.000221 | -0.000182 | -0.000183 | -3.2e-05 | -0.0001 | -0.000231 | -0.000325 | -0.000599 | -0.000837
0.00311 | 0.004841 | 0.005315 | 0.005636 | 0.005887 | 0.006041 | 0.005881 | 0.005631 | 0.005327 | 0.005044 | 0.004452 | 0.003951 | 0.003596 | 0.00299 | 0.002444 | 0.002489 | 0.002223 | 0.001927 | 0.001632 | 0.001383 | 0.001217 | 0.000933 | 0.000548 | 0.00023 | -0.000134 | 0 | -0.000132 | -0.000158 | -0.000106 | -3e-06 | -6.5e-05 | -0.000219 | -0.000297 | -0.000629 | -0.000884
0.003151 | 0.004813 | 0.005247 | 0.005574 | 0.005765 | 0.005897 | 0.005685 | 0.005519 | 0.005188 | 0.004646 | 0.004241 | 0.003738 | 0.003289 | 0.002678 | 0.002165 | 0.002203 | 0.001976 | 0.001697 | 0.001442 | 0.00123 | 0.000978 | 0.000658 | 0.000356 | 0.000164 | -9.5e-05 | 0 | -0.000271 | -0.000202 | -9.3e-05 | -0.000135 | -0.000258 | -0.000406 | -0.000518 | -0.000857 | -0.001202
0.003156 | 0.004839 | 0.005251 | 0.005609 | 0.00572 | 0.005832 | 0.005694 | 0.005395 | 0.00512 | 0.004732 | 0.004259 | 0.00362 | 0.003188 | 0.002633 | 0.002102 | 0.002186 | 0.001974 | 0.001649 | 0.001446 | 0.001103 | 0.000999 | 0.000726 | 0.000409 | 7.8e-05 | -3e-05 | 0 | -0.000235 | -0.000242 | -0.000254 | -0.000163 | -0.000232 | -0.000402 | -0.000569 | -0.000824 | -0.001161
0.0036 | 0.005192 | 0.0056 | 0.005818 | 0.00602 | 0.006101 | 0.005849 | 0.005604 | 0.005238 | 0.004838 | 0.004254 | 0.00379 | 0.003375 | 0.002687 | 0.002206 | 0.002208 | 0.001937 | 0.00166 | 0.001404 | 0.001132 | 0.000946 | 0.000677 | 0.000393 | 0.000129 | -0.000166 | 0 | -0.000143 | -0.000196 | -0.000155 | -0.000106 | -0.000289 | -0.000423 | -0.000598 | -0.000977 | -0.001251
0.003454 | 0.005088 | 0.005459 | 0.00576 | 0.005904 | 0.005969 | 0.005786 | 0.005574 | 0.00523 | 0.004662 | 0.004223 | 0.003689 | 0.003269 | 0.002613 | 0.002146 | 0.002178 | 0.00193 | 0.001626 | 0.001329 | 0.001126 | 0.000853 | 0.000562 | 0.000256 | 7.8e-05 | -9.7e-05 | 0 | -0.000274 | -0.000225 | -0.000235 | -0.000239 | -0.000439 | -0.000624 | -0.000829 | -0.001193 | -0.001554
0.003424 | 0.005106 | 0.005481 | 0.005803 | 0.005916 | 0.005994 | 0.00577 | 0.00544 | 0.005063 | 0.004721 | 0.004129 | 0.003531 | 0.003103 | 0.002483 | 0.001974 | 0.002018 | 0.001785 | 0.001441 | 0.001248 | 0.000949 | 0.00082 | 0.000592 | 0.000294 | 2.5e-05 | -9.8e-05 | 0 | -0.00015 | -0.000225 | -0.000336 | -0.000291 | -0.000434 | -0.000722 | -0.000882 | -0.001174 | -0.001585
0.003742 | 0.005233 | 0.005594 | 0.005756 | 0.005935 | 0.005939 | 0.005601 | 0.005321 | 0.004928 | 0.004453 | 0.003904 | 0.003346 | 0.003 | 0.002276 | 0.001712 | 0.001813 | 0.001532 | 0.001321 | 0.001041 | 0.000809 | 0.000659 | 0.000391 | 0.000155 | 5.6e-05 | -0.000165 | 0 | -0.000131 | -0.00026 | -0.000244 | -0.000284 | -0.000582 | -0.000781 | -0.000981 | -0.001364 | -0.001751
0.003344 | 0.004888 | 0.005271 | 0.005596 | 0.005664 | 0.005734 | 0.005484 | 0.005224 | 0.004869 | 0.004317 | 0.003892 | 0.003273 | 0.002797 | 0.002187 | 0.001679 | 0.001749 | 0.001545 | 0.001232 | 0.000986 | 0.00075 | 0.000495 | 0.000283 | 0.00011 | -8.3e-05 | -0.000169 | 0 | -0.00029 | -0.000281 | -0.000457 | -0.000432 | -0.000681 | -0.000974 | -0.001172 | -0.001561 | -0.001987
0.00381 | 0.005586 | 0.005897 | 0.006129 | 0.006215 | 0.006243 | 0.005929 | 0.005559 | 0.00513 | 0.004727 | 0.004169 | 0.003615 | 0.003197 | 0.002502 | 0.001961 | 0.001979 | 0.001685 | 0.00135 | 0.001087 | 0.00081 | 0.000689 | 0.000488 | 0.000243 | -6.6e-05 | -0.000219 | 0 | -0.000199 | -0.00035 | -0.000446 | -0.000501 | -0.000783 | -0.001109 | -0.001269 | -0.001644 | -0.00204
0.004274 | 0.005771 | 0.006122 | 0.006279 | 0.006343 | 0.006309 | 0.006001 | 0.005697 | 0.005338 | 0.00465 | 0.004157 | 0.003607 | 0.003225 | 0.002509 | 0.001992 | 0.002004 | 0.001664 | 0.001372 | 0.001118 | 0.000874 | 0.000607 | 0.000368 | 8.5e-05 | 3.4e-05 | -0.000185 | 0 | -0.000266 | -0.00034 | -0.000466 | -0.000585 | -0.000946 | -0.001235 | -0.001438 | -0.001888 | -0.002289
0.004222 | 0.005782 | 0.00607 | 0.006293 | 0.006333 | 0.006357 | 0.006066 | 0.00565 | 0.005249 | 0.004816 | 0.004276 | 0.003656 | 0.00314 | 0.002534 | 0.002054 | 0.002056 | 0.001788 | 0.001401 | 0.001177 | 0.000949 | 0.000701 | 0.000454 | 0.000226 | 2.5e-05 | -0.000137 | 0 | -0.000194 | -0.000386 | -0.000583 | -0.000703 | -0.001036 | -0.001369 | -0.001689 | -0.002035 | -0.002442
0.004279 | 0.005828 | 0.00615 | 0.006324 | 0.006376 | 0.006344 | 0.006007 | 0.005627 | 0.005217 | 0.004771 | 0.0041 | 0.00353 | 0.003122 | 0.002517 | 0.001855 | 0.001947 | 0.00168 | 0.00133 | 0.001072 | 0.000829 | 0.000657 | 0.000404 | 0.000224 | 1.1e-05 | -0.000119 | 0 | -0.000269 | -0.000463 | -0.000597 | -0.000701 | -0.001162 | -0.00145 | -0.001715 | -0.00215 | -0.002664
0.004557 | 0.006111 | 0.006423 | 0.006586 | 0.006643 | 0.006582 | 0.006225 | 0.005899 | 0.005461 | 0.00485 | 0.004328 | 0.003706 | 0.003316 | 0.002555 | 0.00213 | 0.002168 | 0.001747 | 0.001404 | 0.00117 | 0.000945 | 0.000647 | 0.00032 | 0.000174 | 1.7e-05 | -0.000204 | 0 | -0.000405 | -0.000543 | -0.000814 | -0.000968 | -0.001323 | -0.001848 | -0.002059 | -0.002465 | -0.002906
0.004757 | 0.006379 | 0.006658 | 0.006866 | 0.006894 | 0.006921 | 0.00658 | 0.006233 | 0.005764 | 0.005271 | 0.004657 | 0.004086 | 0.003594 | 0.00298 | 0.002348 | 0.002367 | 0.002092 | 0.001727 | 0.001393 | 0.001089 | 0.000821 | 0.000635 | 0.000303 | 0.000134 | -5.2e-05 | 0 | -0.000332 | -0.000517 | -0.000836 | -0.000978 | -0.001372 | -0.001706 | -0.002129 | -0.002551 | -0.003038
0.004769 | 0.006378 | 0.006746 | 0.006919 | 0.006971 | 0.006918 | 0.00655 | 0.006242 | 0.005825 | 0.005336 | 0.004743 | 0.004162 | 0.003775 | 0.002985 | 0.002456 | 0.002482 | 0.002042 | 0.001772 | 0.001455 | 0.001121 | 0.000865 | 0.000479 | 0.000271 | 0.000123 | -0.00015 | 0 | -0.000396 | -0.000651 | -0.000765 | -0.001015 | -0.001538 | -0.001919 | -0.002187 | -0.002715 | -0.003123
0.004787 | 0.006606 | 0.006929 | 0.00724 | 0.007323 | 0.007336 | 0.007002 | 0.006657 | 0.006174 | 0.005625 | 0.005053 | 0.004436 | 0.003995 | 0.003361 | 0.002712 | 0.002873 | 0.00239 | 0.002039 | 0.001674 | 0.001359 | 0.000983 | 0.000696 | 0.000351 | 0.000175 | -4.8e-05 | 0 | -0.000315 | -0.000485 | -0.000837 | -0.001082 | -0.001569 | -0.001988 | -0.002275 | -0.002732 | -0.003126
0.004959 | 0.006657 | 0.00699 | 0.007202 | 0.007259 | 0.007303 | 0.006938 | 0.006579 | 0.006073 | 0.005644 | 0.004982 | 0.004315 | 0.003856 | 0.003219 | 0.002615 | 0.002593 | 0.002319 | 0.001828 | 0.001505 | 0.001124 | 0.000897 | 0.000643 | 0.000318 | 8.5e-05 | -0.000177 | 0 | -0.000495 | -0.000736 | -0.000915 | -0.001149 | -0.001647 | -0.002018 | -0.002379 | -0.002785 | -0.003358
0.005118 | 0.006737 | 0.007081 | 0.007215 | 0.007313 | 0.007238 | 0.006927 | 0.006555 | 0.006104 | 0.005528 | 0.004964 | 0.004303 | 0.00396 | 0.003166 | 0.002655 | 0.002657 | 0.002239 | 0.001826 | 0.001577 | 0.001172 | 0.00092 | 0.000628 | 0.000311 | 0.000128 | -0.000118 | 0 | -0.000396 | -0.000557 | -0.000836 | -0.001002 | -0.001534 | -0.001928 | -0.002178 | -0.002647 | -0.003094
0.004784 | 0.006459 | 0.00674 | 0.007041 | 0.007114 | 0.007066 | 0.006702 | 0.006413 | 0.005955 | 0.005467 | 0.004786 | 0.004235 | 0.003716 | 0.003069 | 0.002437 | 0.00254 | 0.002152 | 0.001785 | 0.00152 | 0.001095 | 0.000813 | 0.000573 | 0.000246 | 8.5e-05 | -9.5e-05 | 0 | -0.000373 | -0.000443 | -0.000914 | -0.001071 | -0.001334 | -0.001871 | -0.002178 | -0.002636 | -0.003065
0.005064 | 0.006693 | 0.006997 | 0.007159 | 0.007199 | 0.00716 | 0.006812 | 0.006354 | 0.005951 | 0.005472 | 0.004793 | 0.00416 | 0.00374 | 0.003012 | 0.002524 | 0.002445 | 0.002092 | 0.001635 | 0.001337 | 0.001072 | 0.000875 | 0.000544 | 0.000348 | 0.000161 | -0.00014 | 0 | -0.000306 | -0.000547 | -0.000692 | -0.000847 | -0.001381 | -0.00173 | -0.002096 | -0.002486 | -0.002985
0.005297 | 0.00686 | 0.007227 | 0.007431 | 0.007485 | 0.00746 | 0.007051 | 0.006802 | 0.006204 | 0.005733 | 0.005075 | 0.004485 | 0.004011 | 0.00319 | 0.002631 | 0.00277 | 0.002278 | 0.001854 | 0.00159 | 0.001236 | 0.000866 | 0.000686 | 0.00026 | 0.000166 | -6.1e-05 | 0 | -0.000277 | -0.000399 | -0.000731 | -0.00081 | -0.001239 | -0.001639 | -0.001884 | -0.002314 | -0.002793
0.005017 | 0.006708 | 0.007008 | 0.007254 | 0.007356 | 0.007339 | 0.006971 | 0.006634 | 0.006167 | 0.005759 | 0.005018 | 0.004339 | 0.003898 | 0.003324 | 0.002674 | 0.002734 | 0.002385 | 0.001961 | 0.00161 | 0.001304 | 0.001021 | 0.000702 | 0.000468 | 5.1e-05 | -7.8e-05 | 0 | -0.000294 | -0.00052 | -0.000816 | -0.00091 | -0.001186 | -0.001587 | -0.001934 | -0.002386 | -0.002808

## 240_CC_taarray
-0.081729 | -0.081445 | -0.078218 | -0.074821 | -0.07286 | -0.069554 | -0.067217 | -0.063971 | -0.060382 | -0.058435 | -0.055143 | -0.051534 | -0.047904 | -0.045994 | -0.04167 | -0.039537 | -0.034383 | -0.031399 | -0.026431 | -0.023332 | -0.019314 | -0.017129 | -0.012203 | -0.008596 | -0.004844 | 0 | 0.00443 | 0.007995 | 0.012108 | 0.018119 | 0.022344 | 0.0282 | 0.030462 | 0.035576 | 0.037302 | 0.03813300]
-0.065303 | -0.063781 | -0.060827 | -0.058834 | -0.056784 | -0.053974 | -0.052469 | -0.050112 | -0.047117 | -0.045676 | -0.043227 | -0.039895 | -0.037639 | -0.036228 | -0.032841 | -0.030676 | -0.026807 | -0.023864 | -0.020549 | -0.017946 | -0.015401 | -0.012948 | -0.009934 | -0.006729 | -0.003596 | 0 | 0.003089 | 0.006892 | 0.010064 | 0.014792 | 0.017395 | 0.022093 | 0.023281 | 0.028116 | 0.02928 | 0.02979400]
-0.047788 | -0.045236 | -0.042935 | -0.041717 | -0.04003 | -0.037879 | -0.037184 | -0.035715 | -0.034046 | -0.03298 | -0.031651 | -0.029026 | -0.027552 | -0.026151 | -0.023369 | -0.022882 | -0.019612 | -0.017556 | -0.014746 | -0.013164 | -0.011275 | -0.009311 | -0.006795 | -0.004743 | -0.003019 | 0 | 0.002407 | 0.00488 | 0.007112 | 0.011047 | 0.012573 | 0.016368 | 0.016506 | 0.019702 | 0.020236 | 0.01998400]
-0.033288 | -0.03062 | -0.029156 | -0.02825 | -0.027423 | -0.026111 | -0.025985 | -0.024796 | -0.023405 | -0.02297 | -0.021779 | -0.020259 | -0.019052 | -0.018644 | -0.01661 | -0.015928 | -0.013447 | -0.011864 | -0.01002 | -0.008596 | -0.00768 | -0.006134 | -0.004339 | -0.00278 | -0.001433 | 0 | 0.001959 | 0.00336 | 0.004964 | 0.007796 | 0.009551 | 0.011232 | 0.011666 | 0.013579 | 0.013874 | 0.01485500]
-0.022946 | -0.020555 | -0.019178 | -0.018641 | -0.017958 | -0.017693 | -0.017603 | -0.016596 | -0.015852 | -0.016108 | -0.014923 | -0.013818 | -0.012952 | -0.013056 | -0.011097 | -0.011023 | -0.00923 | -0.008544 | -0.007051 | -0.005999 | -0.00517 | -0.004554 | -0.003073 | -0.002306 | -0.001678 | 0 | 0.000936 | 0.001864 | 0.002847 | 0.004965 | 0.005934 | 0.007236 | 0.007045 | 0.009048 | 0.008467 | 0.00943800]
-0.0156 | -0.012701 | -0.012 | -0.011624 | -0.011534 | -0.010685 | -0.011428 | -0.010868 | -0.010295 | -0.010439 | -0.009678 | -0.009253 | -0.008542 | -0.008587 | -0.007452 | -0.007639 | -0.00575 | -0.005673 | -0.004539 | -0.004179 | -0.003281 | -0.002875 | -0.001816 | -0.001338 | -0.000618 | 0 | 0.001182 | 0.002051 | 0.002307 | 0.003882 | 0.004503 | 0.005613 | 0.005513 | 0.00638 | 0.006114 | 0.00523000]
-0.010229 | -0.007885 | -0.00735 | -0.007366 | -0.007571 | -0.007233 | -0.007611 | -0.007273 | -0.007097 | -0.007056 | -0.006882 | -0.006977 | -0.006206 | -0.006258 | -0.005452 | -0.005738 | -0.00413 | -0.004022 | -0.003178 | -0.002751 | -0.002395 | -0.002048 | -0.001618 | -0.001107 | -0.00053 | 0 | 0.000708 | 0.001091 | 0.001503 | 0.002943 | 0.003584 | 0.004572 | 0.003579 | 0.004652 | 0.004266 | 0.00372900]
-0.007357 | -0.005303 | -0.004983 | -0.004914 | -0.005163 | -0.005063 | -0.005612 | -0.00519 | -0.005421 | -0.005444 | -0.005153 | -0.005434 | -0.004775 | -0.004769 | -0.004027 | -0.0045 | -0.003207 | -0.00329 | -0.00254 | -0.002192 | -0.002317 | -0.001458 | -0.001367 | -0.00086 | -0.000425 | 0 | 0.000603 | 0.001228 | 0.001314 | 0.002446 | 0.002953 | 0.003696 | 0.003046 | 0.003818 | 0.003296 | 0.00384400]
-0.00527 | -0.002957 | -0.002772 | -0.003014 | -0.003166 | -0.002994 | -0.003613 | -0.003372 | -0.003624 | -0.00386 | -0.003734 | -0.003555 | -0.003495 | -0.00346 | -0.002806 | -0.003353 | -0.002279 | -0.002411 | -0.001886 | -0.001647 | -0.001266 | -0.000997 | -0.00096 | -0.000803 | -0.000205 | 0 | 0.000589 | 0.001201 | 0.001286 | 0.002471 | 0.002661 | 0.003177 | 0.002878 | 0.003562 | 0.002927 | 0.00279300]
-0.003717 | -0.001842 | -0.00154 | -0.001826 | -0.001978 | -0.002082 | -0.002557 | -0.002477 | -0.002591 | -0.002627 | -0.003024 | -0.002925 | -0.002575 | -0.002648 | -0.002091 | -0.002665 | -0.001923 | -0.002047 | -0.001676 | -0.001406 | -0.001463 | -0.001007 | -0.000828 | -0.000557 | -0.000329 | 0 | 0.000562 | 0.000903 | 0.001113 | 0.00188 | 0.002169 | 0.002923 | 0.002376 | 0.003154 | 0.002433 | 0.00232100]
-0.001562 | 0.000118 | 0.00015 | -0.000354 | -0.000624 | -0.000339 | -0.001354 | -0.001225 | -0.001242 | -0.001847 | -0.001716 | -0.00183 | -0.001646 | -0.001831 | -0.001291 | -0.001955 | -0.001273 | -0.001436 | -0.001132 | -0.000812 | -0.001 | -0.000781 | -0.000441 | -0.000392 | 0.000101 | 0 | 0.000712 | 0.00128 | 0.001323 | 0.002045 | 0.002231 | 0.00276 | 0.002256 | 0.002931 | 0.002677 | 0.00168000]
-0.001334 | 0.000548 | 0.000516 | 0.000142 | -0.000159 | -0.000187 | -0.000814 | -0.00105 | -0.001188 | -0.001514 | -0.001629 | -0.00147 | -0.001574 | -0.001686 | -0.001313 | -0.001851 | -0.001127 | -0.001358 | -0.001165 | -0.001005 | -0.000976 | -0.000895 | -0.00056 | -0.000514 | -0.000217 | 0 | 0.000425 | 0.000745 | 0.000891 | 0.001734 | 0.001761 | 0.002225 | 0.002129 | 0.002297 | 0.002057 | 0.00177100]
-0.00057 | 0.000892 | 0.000948 | 0.000651 | 0.00022 | 0.000185 | -0.0005 | -0.000588 | -0.000792 | -0.000994 | -0.001019 | -0.001074 | -0.0012 | -0.001154 | -0.000946 | -0.001374 | -0.001025 | -0.001071 | -0.000769 | -0.000765 | -0.001044 | -0.000784 | -0.000549 | -0.000346 | -7.9e-05 | 0 | 0.000372 | 0.000904 | 0.000959 | 0.001587 | 0.001804 | 0.002176 | 0.001907 | 0.002342 | 0.00191 | 0.00239500]
0.00023 | 0.001691 | 0.001527 | 0.001234 | 0.00075 | 0.000864 | 0.000167 | 0.000116 | -0.000209 | -0.000492 | -0.000531 | -0.000684 | -0.00061 | -0.000771 | -0.000584 | -0.001022 | -0.00061 | -0.000868 | -0.000751 | -0.000544 | -0.000669 | -0.000668 | -0.000347 | -0.000439 | -0.000151 | 0 | 0.000365 | 0.000814 | 0.000889 | 0.001484 | 0.001634 | 0.002132 | 0.001732 | 0.002248 | 0.001863 | 0.00166600]
0.000261 | 0.001688 | 0.001577 | 0.001122 | 0.000776 | 0.000692 | 0.000208 | -0.000178 | -0.000326 | -0.000461 | -0.000655 | -0.000655 | -0.000888 | -0.000871 | -0.000627 | -0.001069 | -0.000639 | -0.000701 | -0.000694 | -0.00042 | -0.0006 | -0.000562 | -0.000457 | -0.000136 | -3e-05 | 0 | 0.000343 | 0.00066 | 0.000844 | 0.00147 | 0.001397 | 0.001883 | 0.00158 | 0.001821 | 0.001539 | 0.00138900]
0.000472 | 0.001834 | 0.001613 | 0.001352 | 0.000918 | 0.000786 | 0.00023 | -3.3e-05 | -0.000147 | -0.000522 | -0.000514 | -0.000672 | -0.000803 | -0.000922 | -0.000745 | -0.001146 | -0.000673 | -0.000884 | -0.000879 | -0.000645 | -0.000831 | -0.000537 | -0.00047 | -0.00035 | -0.000184 | 0 | 0.000198 | 0.00048 | 0.000554 | 0.001224 | 0.001306 | 0.001743 | 0.001452 | 0.001838 | 0.001363 | 0.00185500]
0.00053 | 0.001856 | 0.001736 | 0.001321 | 0.001004 | 0.000935 | 0.000307 | 0.000189 | -2.9e-05 | -0.000459 | -0.000588 | -0.000703 | -0.000776 | -0.000861 | -0.000678 | -0.001168 | -0.000726 | -0.000894 | -0.000727 | -0.000547 | -0.000746 | -0.000587 | -0.000579 | -0.000331 | -0.000194 | 0 | 0.000211 | 0.000436 | 0.000593 | 0.001017 | 0.001172 | 0.001547 | 0.001263 | 0.00158 | 0.001349 | 0.00115700]
0.000569 | 0.001732 | 0.00162 | 0.001286 | 0.000824 | 0.000769 | 0.000226 | 1.2e-05 | -0.000227 | -0.000601 | -0.000593 | -0.000909 | -0.000712 | -0.000892 | -0.000619 | -0.001082 | -0.000737 | -0.000717 | -0.000756 | -0.00053 | -0.000756 | -0.000573 | -0.000485 | -0.000322 | -0.000161 | 0 | 0.000328 | 0.000524 | 0.000613 | 0.001034 | 0.00121 | 0.001442 | 0.001265 | 0.001447 | 0.001274 | 0.00114800]
0.0006 | 0.001774 | 0.001575 | 0.001301 | 0.000958 | 0.000848 | 0.000233 | 0.000127 | -9.4e-05 | -0.000345 | -0.000666 | -0.000751 | -0.000684 | -0.000727 | -0.000635 | -0.000958 | -0.000716 | -0.000705 | -0.000737 | -0.000446 | -0.000769 | -0.000362 | -0.000401 | -0.000135 | -2e-05 | 0 | 0.000344 | 0.000553 | 0.000616 | 0.001021 | 0.00123 | 0.00144 | 0.00124 | 0.001466 | 0.001317 | 0.00127500]
0.000727 | 0.001732 | 0.001466 | 0.001166 | 0.000734 | 0.000645 | 0.00021 | -0.000201 | -0.000282 | -0.00063 | -0.000758 | -0.001009 | -0.000723 | -0.001018 | -0.000819 | -0.001178 | -0.00086 | -0.000817 | -0.00084 | -0.000587 | -0.000759 | -0.000543 | -0.000467 | -0.000231 | -0.000177 | 0 | 0.00026 | 0.000457 | 0.000551 | 0.000856 | 0.001087 | 0.001236 | 0.001146 | 0.001313 | 0.001091 | 0.00107900]
0.000592 | 0.00157 | 0.001377 | 0.001044 | 0.000708 | 0.000584 | 0.000134 | -0.000172 | -0.000208 | -0.000568 | -0.000773 | -0.000876 | -0.000868 | -0.000911 | -0.000773 | -0.001054 | -0.00072 | -0.000757 | -0.000766 | -0.000531 | -0.000749 | -0.000498 | -0.000423 | -0.000264 | -0.000106 | 0 | 0.000309 | 0.000425 | 0.000575 | 0.000846 | 0.000995 | 0.001245 | 0.001087 | 0.001178 | 0.001011 | 0.00114500]
0.000705 | 0.001664 | 0.001383 | 0.001067 | 0.000657 | 0.000613 | 0.000161 | -0.000249 | -0.000231 | -0.000723 | -0.000864 | -0.000919 | -0.00087 | -0.001002 | -0.000807 | -0.001155 | -0.000914 | -0.000823 | -0.000822 | -0.000535 | -0.000751 | -0.000549 | -0.00042 | -0.000311 | -0.000145 | 0 | 0.000196 | 0.000362 | 0.000486 | 0.000736 | 0.00084 | 0.001064 | 0.000998 | 0.001138 | 0.000973 | 0.00087300]
0.000696 | 0.001521 | 0.001263 | 0.000962 | 0.000612 | 0.00045 | 1.9e-05 | -0.000263 | -0.00045 | -0.000791 | -0.000871 | -0.00099 | -0.000961 | -0.001046 | -0.000959 | -0.001123 | -0.000917 | -0.000864 | -0.000812 | -0.000542 | -0.000766 | -0.000577 | -0.000385 | -0.000285 | -0.00018 | 0 | 0.000247 | 0.000334 | 0.000478 | 0.000721 | 0.000799 | 0.00102 | 0.000949 | 0.001146 | 0.000918 | 0.00089700]
0.000577 | 0.001436 | 0.001159 | 0.000841 | 0.000568 | 0.000395 | -2e-05 | -0.000301 | -0.000349 | -0.000748 | -0.000894 | -0.001001 | -0.000982 | -0.001044 | -0.000919 | -0.001101 | -0.000891 | -0.000835 | -0.000803 | -0.000583 | -0.000654 | -0.000533 | -0.000357 | -0.000277 | -0.00013 | 0 | 0.000212 | 0.000326 | 0.000423 | 0.000693 | 0.000785 | 0.000983 | 0.000908 | 0.000975 | 0.000861 | 0.00065700]
0.000695 | 0.001529 | 0.001235 | 0.000907 | 0.000564 | 0.000363 | 1.6e-05 | -0.000268 | -0.000349 | -0.000759 | -0.000845 | -0.000997 | -0.000968 | -0.001093 | -0.000938 | -0.001036 | -0.000946 | -0.000809 | -0.000762 | -0.000536 | -0.000618 | -0.000544 | -0.000422 | -0.000306 | -0.000109 | 0 | 0.000208 | 0.000246 | 0.000401 | 0.000578 | 0.000724 | 0.00091 | 0.000843 | 0.000965 | 0.000872 | 0.00068900]
0.00063 | 0.001373 | 0.001077 | 0.000754 | 0.00044 | 0.000274 | -5.4e-05 | -0.000363 | -0.000435 | -0.000816 | -0.000976 | -0.000985 | -0.001023 | -0.001103 | -0.000987 | -0.001132 | -0.000938 | -0.000844 | -0.000697 | -0.000637 | -0.00068 | -0.000553 | -0.000399 | -0.000327 | -0.000151 | 0 | 0.000173 | 0.000259 | 0.000361 | 0.000541 | 0.000624 | 0.000834 | 0.000744 | 0.000843 | 0.000729 | 0.00066800]
0.00051 | 0.001316 | 0.001004 | 0.000717 | 0.000349 | 0.000181 | -0.000139 | -0.00043 | -0.000524 | -0.000848 | -0.000991 | -0.001169 | -0.001069 | -0.001229 | -0.001086 | -0.001167 | -0.000982 | -0.000893 | -0.0008 | -0.000627 | -0.000693 | -0.000583 | -0.000455 | -0.000266 | -0.00024 | 0 | 0.000146 | 0.00018 | 0.000257 | 0.000475 | 0.000555 | 0.000692 | 0.00063 | 0.000734 | 0.000632 | 0.00062100]
0.000547 | 0.001278 | 0.001014 | 0.000713 | 0.00034 | 0.00014 | -0.000152 | -0.000526 | -0.000618 | -0.000989 | -0.001088 | -0.001156 | -0.00113 | -0.00121 | -0.00107 | -0.001175 | -0.001016 | -0.000924 | -0.000764 | -0.000651 | -0.000665 | -0.000536 | -0.000448 | -0.000333 | -0.000187 | 0 | 0.000135 | 0.000127 | 0.000269 | 0.000422 | 0.000515 | 0.000658 | 0.000658 | 0.000687 | 0.000627 | 0.00053800]
0.000483 | 0.0012 | 0.000966 | 0.000607 | 0.000296 | 8e-06 | -0.000274 | -0.000497 | -0.000671 | -0.000951 | -0.001074 | -0.001168 | -0.001153 | -0.001254 | -0.001128 | -0.001235 | -0.001044 | -0.000898 | -0.000789 | -0.000657 | -0.000697 | -0.000528 | -0.000477 | -0.000317 | -0.00027 | 0 | 0.000163 | 0.000139 | 0.000208 | 0.000382 | 0.000494 | 0.000617 | 0.000519 | 0.000622 | 0.00051 | 0.00042400]
0.000399 | 0.00116 | 0.000891 | 0.00056 | 0.000259 | 3.8e-05 | -0.00029 | -0.000571 | -0.000681 | -0.000973 | -0.00111 | -0.001176 | -0.001198 | -0.001243 | -0.001131 | -0.001147 | -0.001004 | -0.000856 | -0.000787 | -0.000619 | -0.000652 | -0.00044 | -0.00043 | -0.000281 | -0.000146 | 0 | 0.00015 | 0.000198 | 0.000245 | 0.000366 | 0.000501 | 0.000583 | 0.000551 | 0.000661 | 0.000499 | 0.00067300]
0.000204 | 0.001013 | 0.000745 | 0.000411 | 8.2e-05 | -9.4e-05 | -0.000387 | -0.000652 | -0.000779 | -0.001072 | -0.001232 | -0.001316 | -0.001217 | -0.001326 | -0.001247 | -0.001214 | -0.001048 | -0.000917 | -0.000824 | -0.000641 | -0.000613 | -0.000444 | -0.000422 | -0.000281 | -0.00021 | 0 | 0.000128 | 0.000159 | 0.000195 | 0.000345 | 0.0004 | 0.00057 | 0.000502 | 0.000598 | 0.000468 | 0.00050100]
0.000113 | 0.000825 | 0.00059 | 0.000276 | -3.5e-05 | -0.000273 | -0.000487 | -0.000714 | -0.000888 | -0.001211 | -0.001282 | -0.001371 | -0.001337 | -0.001402 | -0.001234 | -0.00123 | -0.001092 | -0.000937 | -0.000795 | -0.000664 | -0.000667 | -0.00043 | -0.000392 | -0.000305 | -0.000188 | 0 | 0.000126 | 0.000112 | 0.000188 | 0.000344 | 0.000432 | 0.000502 | 0.000464 | 0.000521 | 0.000389 | 0.00037000]
0.000148 | 0.000864 | 0.0006 | 0.000271 | -2.2e-05 | -0.000252 | -0.000545 | -0.0008 | -0.000903 | -0.001205 | -0.001295 | -0.001355 | -0.001365 | -0.001426 | -0.001258 | -0.001275 | -0.001098 | -0.000919 | -0.000807 | -0.000676 | -0.000619 | -0.000432 | -0.000421 | -0.000296 | -0.000162 | 0 | 0.00013 | 0.000132 | 0.000157 | 0.000303 | 0.000358 | 0.000459 | 0.000404 | 0.000488 | 0.000384 | 0.00032100]
9.3e-05 | 0.00077 | 0.000541 | 0.000253 | -1.4e-05 | -0.000275 | -0.000516 | -0.000751 | -0.000881 | -0.001146 | -0.001278 | -0.001293 | -0.001315 | -0.001344 | -0.001193 | -0.00119 | -0.001055 | -0.000925 | -0.00075 | -0.00065 | -0.000601 | -0.000446 | -0.000374 | -0.000291 | -0.000156 | 0 | 0.000134 | 0.000152 | 0.000167 | 0.000263 | 0.000342 | 0.000501 | 0.000426 | 0.00046 | 0.000442 | 0.00036900]
6.3e-05 | 0.000795 | 0.000549 | 0.000267 | 2e-05 | -0.000246 | -0.000487 | -0.000721 | -0.000891 | -0.001101 | -0.001212 | -0.001189 | -0.001257 | -0.001275 | -0.001181 | -0.001148 | -0.001018 | -0.000899 | -0.00074 | -0.000646 | -0.000546 | -0.000425 | -0.000341 | -0.000277 | -0.000131 | 0 | 0.000112 | 0.000137 | 0.000116 | 0.000256 | 0.000356 | 0.000394 | 0.000387 | 0.000454 | 0.000395 | 0.00035600]
-7.1e-05 | 0.000696 | 0.00049 | 0.000223 | -4.1e-05 | -0.000242 | -0.00046 | -0.000708 | -0.000835 | -0.001047 | -0.001139 | -0.001172 | -0.001255 | -0.00132 | -0.001143 | -0.001151 | -0.001013 | -0.000859 | -0.000728 | -0.000607 | -0.000532 | -0.000447 | -0.000337 | -0.000242 | -0.000128 | 0 | 0.000131 | 9.4e-05 | 0.000123 | 0.000274 | 0.000327 | 0.000404 | 0.000371 | 0.000458 | 0.000354 | 0.00032800]
-7.6e-05 | 0.000661 | 0.000464 | 0.000217 | 7e-06 | -0.00023 | -0.000389 | -0.000637 | -0.000793 | -0.00098 | -0.001052 | -0.001105 | -0.00117 | -0.001193 | -0.001095 | -0.001098 | -0.000956 | -0.000822 | -0.000692 | -0.000593 | -0.000522 | -0.000414 | -0.000348 | -0.000276 | -0.000134 | 0 | 8.9e-05 | 8.3e-05 | 0.000133 | 0.000218 | 0.000267 | 0.000378 | 0.000321 | 0.000403 | 0.000296 | 0.00019700]
0.000119 | 0.000799 | 0.000622 | 0.000383 | 0.000174 | -2.8e-05 | -0.000274 | -0.000459 | -0.000625 | -0.000797 | -0.000864 | -0.000974 | -0.000992 | -0.001058 | -0.000934 | -0.000939 | -0.000813 | -0.000747 | -0.000617 | -0.000524 | -0.000462 | -0.000356 | -0.000325 | -0.000233 | -0.000114 | 0 | 0.000125 | 0.000155 | 0.000122 | 0.000229 | 0.000321 | 0.000376 | 0.000374 | 0.000423 | 0.000353 | 0.00030000]
0.000265 | 0.000931 | 0.000759 | 0.000529 | 0.000315 | 0.000134 | -8.8e-05 | -0.000261 | -0.000412 | -0.000619 | -0.000705 | -0.000774 | -0.000839 | -0.000888 | -0.000818 | -0.000833 | -0.000747 | -0.000689 | -0.00056 | -0.000511 | -0.000449 | -0.000354 | -0.000328 | -0.000236 | -0.000103 | 0 | 8.8e-05 | 0.000135 | 0.000112 | 0.000223 | 0.000288 | 0.000359 | 0.000352 | 0.000399 | 0.000306 | 0.00044900]
0.00046 | 0.001153 | 0.000997 | 0.000768 | 0.000561 | 0.000376 | 0.000129 | 9e-06 | -0.000172 | -0.000398 | -0.000437 | -0.000521 | -0.000586 | -0.000678 | -0.000625 | -0.000729 | -0.000568 | -0.000564 | -0.000469 | -0.000418 | -0.000394 | -0.000303 | -0.000296 | -0.000238 | -8.1e-05 | 0 | 0.000112 | 0.000151 | 0.000138 | 0.000275 | 0.000314 | 0.000425 | 0.000426 | 0.000449 | 0.000383 | 0.00027000]
0.000734 | 0.001352 | 0.001135 | 0.000946 | 0.000714 | 0.000531 | 0.000337 | 0.000147 | -2e-05 | -0.000215 | -0.000297 | -0.000377 | -0.000453 | -0.000548 | -0.000513 | -0.000565 | -0.00053 | -0.000505 | -0.000444 | -0.000387 | -0.000404 | -0.000237 | -0.000236 | -0.000144 | -0.0001 | 0 | 0.000133 | 0.000189 | 0.000147 | 0.000297 | 0.000384 | 0.000431 | 0.000467 | 0.000487 | 0.000457 | 0.00019700]
0.000845 | 0.001462 | 0.001326 | 0.001122 | 0.000912 | 0.000725 | 0.000535 | 0.000351 | 0.00017 | -1.5e-05 | -8.5e-05 | -0.00019 | -0.00031 | -0.000384 | -0.000348 | -0.000474 | -0.000434 | -0.000399 | -0.000355 | -0.000303 | -0.000308 | -0.000225 | -0.000189 | -0.000178 | -9.8e-05 | 0 | 0.000131 | 0.000216 | 0.000178 | 0.000341 | 0.000399 | 0.000495 | 0.000523 | 0.000564 | 0.000497 | 0.00033900]
0.001161 | 0.001752 | 0.001579 | 0.001346 | 0.001119 | 0.000951 | 0.000724 | 0.000538 | 0.000348 | 0.000161 | 5.9e-05 | -7.7e-05 | -0.000161 | -0.000243 | -0.000248 | -0.0004 | -0.00037 | -0.000377 | -0.000347 | -0.000311 | -0.00033 | -0.000237 | -0.000226 | -0.000183 | -6.7e-05 | 0 | 0.000167 | 0.000197 | 0.0002 | 0.000358 | 0.000408 | 0.000499 | 0.000554 | 0.000598 | 0.000525 | 0.00055400]
0.001396 | 0.001884 | 0.001691 | 0.001453 | 0.001243 | 0.001049 | 0.000823 | 0.000624 | 0.000433 | 0.000252 | 0.000118 | -4e-06 | -6.6e-05 | -0.000167 | -0.000184 | -0.000318 | -0.000338 | -0.000311 | -0.000285 | -0.000289 | -0.000297 | -0.00023 | -0.000186 | -0.000161 | -5.6e-05 | 0 | 0.000125 | 0.000193 | 0.000211 | 0.000376 | 0.000461 | 0.00055 | 0.000569 | 0.000623 | 0.000578 | 0.00050100]
0.001545 | 0.002053 | 0.001872 | 0.00164 | 0.001398 | 0.001217 | 0.000994 | 0.000745 | 0.000604 | 0.000369 | 0.000234 | 0.000121 | 3.1e-05 | -6.7e-05 | -9.2e-05 | -0.000244 | -0.00024 | -0.000272 | -0.000287 | -0.000237 | -0.000279 | -0.000179 | -0.000173 | -0.000195 | -3.5e-05 | 0 | 0.000119 | 0.000219 | 0.000244 | 0.000369 | 0.000487 | 0.000609 | 0.000634 | 0.000666 | 0.000619 | 0.00061300]
0.001664 | 0.002078 | 0.00185 | 0.001629 | 0.001376 | 0.001209 | 0.000944 | 0.000765 | 0.000565 | 0.000355 | 0.00024 | 0.000118 | 2.6e-05 | -9.3e-05 | -0.000117 | -0.000286 | -0.000312 | -0.000338 | -0.000306 | -0.000269 | -0.000315 | -0.000211 | -0.000189 | -0.000154 | -7.2e-05 | 0 | 0.000117 | 0.000191 | 0.000247 | 0.000396 | 0.000481 | 0.000568 | 0.000614 | 0.000679 | 0.000605 | 0.00048300]
0.001813 | 0.002241 | 0.002013 | 0.001764 | 0.0015 | 0.001357 | 0.001041 | 0.000861 | 0.000644 | 0.000408 | 0.000289 | 0.000181 | 3.5e-05 | -4.4e-05 | -9e-05 | -0.000233 | -0.000267 | -0.000299 | -0.000276 | -0.000251 | -0.000284 | -0.000195 | -0.000211 | -0.000169 | -5.9e-05 | 0 | 0.000104 | 0.000161 | 0.000228 | 0.000382 | 0.000509 | 0.000587 | 0.000582 | 0.000698 | 0.000647 | 0.00062600]
0.002021 | 0.002874 | 0.002831 | 0.00264 | 0.002389 | 0.002226 | 0.001975 | 0.001726 | 0.001517 | 0.001263 | 0.001033 | 0.000888 | 0.000709 | 0.00048 | 0.000337 | 8.4e-05 | -1.2e-05 | -0.000136 | -0.000185 | -0.000219 | -0.000253 | -0.000263 | -0.000225 | -0.000167 | -0.000101 | 0 | 9.4e-05 | 0.000124 | 0.000108 | 0.000208 | 0.000279 | 0.000337 | 0.000329 | 0.000367 | 0.000285 | 0.00015300]
0.001947 | 0.002738 | 0.002689 | 0.002499 | 0.002245 | 0.002091 | 0.001842 | 0.001569 | 0.001406 | 0.001141 | 0.000942 | 0.00078 | 0.00065 | 0.000437 | 0.000275 | 1.7e-05 | -5.4e-05 | -0.000152 | -0.000195 | -0.000217 | -0.000294 | -0.000248 | -0.000221 | -0.000151 | -8.5e-05 | 0 | 0.000127 | 0.000131 | 0.000142 | 0.000246 | 0.000303 | 0.000354 | 0.000316 | 0.000339 | 0.000276 | 0.00023700]
0.001719 | 0.002589 | 0.002508 | 0.002352 | 0.002104 | 0.001915 | 0.001731 | 0.001446 | 0.001244 | 0.000992 | 0.000797 | 0.00064 | 0.000531 | 0.000297 | 0.000215 | -4.7e-05 | -7.5e-05 | -0.000205 | -0.000221 | -0.000247 | -0.000313 | -0.000256 | -0.000247 | -0.000163 | -0.000103 | 0 | 8.6e-05 | 0.000116 | 0.000117 | 0.000233 | 0.000293 | 0.000332 | 0.000333 | 0.000365 | 0.000293 | 0.00024100]
0.001508 | 0.002323 | 0.002334 | 0.002147 | 0.001916 | 0.001726 | 0.001551 | 0.001312 | 0.001178 | 0.000896 | 0.000714 | 0.000572 | 0.000435 | 0.000209 | 0.000143 | -0.000126 | -0.000161 | -0.000236 | -0.000251 | -0.000277 | -0.000302 | -0.000287 | -0.000267 | -0.000189 | -0.0001 | 0 | 0.00012 | 0.00012 | 0.000119 | 0.000223 | 0.000278 | 0.000313 | 0.000311 | 0.000384 | 0.000279 | 0.00038500]
0.001221 | 0.001963 | 0.002039 | 0.001913 | 0.001716 | 0.001539 | 0.001365 | 0.001109 | 0.000944 | 0.000753 | 0.000524 | 0.000408 | 0.000306 | 9.1e-05 | 2.6e-05 | -0.000181 | -0.000235 | -0.000293 | -0.000284 | -0.000274 | -0.000344 | -0.000287 | -0.000254 | -0.000205 | -0.000118 | 0 | 6.8e-05 | 6.3e-05 | 0.000112 | 0.000206 | 0.000263 | 0.000316 | 0.000316 | 0.000341 | 0.000248 | 0.00029400]
0.001053 | 0.001839 | 0.001873 | 0.001756 | 0.001557 | 0.001384 | 0.001207 | 0.001012 | 0.000861 | 0.000636 | 0.000436 | 0.000294 | 0.000207 | -3e-06 | -3.4e-05 | -0.000219 | -0.00028 | -0.000323 | -0.000321 | -0.000316 | -0.000344 | -0.000272 | -0.000232 | -0.000189 | -9.8e-05 | 0 | 0.000131 | 0.000118 | 0.000116 | 0.000202 | 0.000281 | 0.000341 | 0.0003 | 0.000361 | 0.000261 | 0.00027400]
0.000904 | 0.001744 | 0.001729 | 0.001545 | 0.001346 | 0.001185 | 0.001005 | 0.000815 | 0.000673 | 0.000454 | 0.000249 | 0.000187 | 6.2e-05 | -0.00013 | -0.000157 | -0.000321 | -0.000379 | -0.000401 | -0.000394 | -0.000397 | -0.000383 | -0.000322 | -0.00032 | -0.000256 | -0.000145 | 0 | 8.5e-05 | 9.8e-05 | 6.5e-05 | 0.000159 | 0.000227 | 0.000272 | 0.000272 | 0.000314 | 0.000202 | 0.00023500]
0.00086 | 0.001621 | 0.00161 | 0.001468 | 0.00128 | 0.001146 | 0.000967 | 0.000753 | 0.000618 | 0.00043 | 0.000279 | 0.000135 | 3.3e-05 | -0.000103 | -0.000138 | -0.000325 | -0.000312 | -0.000363 | -0.000338 | -0.000326 | -0.000333 | -0.000245 | -0.000215 | -0.000165 | -0.000118 | 0 | 0.000114 | 0.000117 | 0.000105 | 0.000219 | 0.0003 | 0.000356 | 0.00031 | 0.000355 | 0.000279 | 0.00018600]
0.000641 | 0.001355 | 0.001365 | 0.001245 | 0.001049 | 0.000919 | 0.000736 | 0.000567 | 0.000411 | 0.000224 | 7.3e-05 | 2.6e-05 | -0.000114 | -0.000269 | -0.000281 | -0.00042 | -0.000453 | -0.000432 | -0.000392 | -0.000405 | -0.00036 | -0.000295 | -0.000234 | -0.000164 | -0.000119 | 0 | 0.000123 | 0.000128 | 9.6e-05 | 0.000191 | 0.000218 | 0.000281 | 0.000282 | 0.000339 | 0.000208 | 0.00013000]
0.000476 | 0.001208 | 0.001247 | 0.001131 | 0.000963 | 0.000823 | 0.000686 | 0.000471 | 0.00035 | 0.000208 | 1.7e-05 | -3.9e-05 | -0.00018 | -0.000311 | -0.000322 | -0.000468 | -0.000459 | -0.00047 | -0.000407 | -0.000409 | -0.000366 | -0.000287 | -0.000268 | -0.000195 | -9e-05 | 0 | 9.9e-05 | 0.000126 | 8.4e-05 | 0.000205 | 0.000258 | 0.0003 | 0.000306 | 0.000335 | 0.000253 | 0.00033300]
0.000452 | 0.001211 | 0.001229 | 0.001093 | 0.000949 | 0.000785 | 0.00064 | 0.000449 | 0.00029 | 0.000147 | -5e-06 | -5.9e-05 | -0.000176 | -0.000309 | -0.000318 | -0.000452 | -0.000463 | -0.000506 | -0.000365 | -0.000405 | -0.000413 | -0.00029 | -0.000249 | -0.000217 | -0.000106 | 0 | 0.000111 | 8.6e-05 | 9.5e-05 | 0.00018 | 0.000261 | 0.000306 | 0.000301 | 0.000331 | 0.00027 | 0.00029900]
0.000304 | 0.001005 | 0.001018 | 0.000877 | 0.000701 | 0.000578 | 0.000432 | 0.000245 | 8.5e-05 | -5e-05 | -0.000185 | -0.000237 | -0.00037 | -0.000476 | -0.000472 | -0.000602 | -0.00057 | -0.000597 | -0.000484 | -0.000447 | -0.0004 | -0.000325 | -0.000287 | -0.000211 | -0.000102 | 0 | 0.000102 | 9.6e-05 | 6.2e-05 | 0.000142 | 0.000211 | 0.000283 | 0.000273 | 0.000293 | 0.000194 | 0.00018500]
9.8e-05 | 0.000809 | 0.000833 | 0.000729 | 0.000546 | 0.000443 | 0.000308 | 0.000148 | -3e-06 | -0.00016 | -0.000238 | -0.000345 | -0.000415 | -0.00055 | -0.000522 | -0.000647 | -0.00061 | -0.000595 | -0.000509 | -0.000449 | -0.000426 | -0.00033 | -0.000341 | -0.000206 | -0.000134 | 0 | 0.000122 | 6.9e-05 | 6.1e-05 | 0.000169 | 0.000207 | 0.00027 | 0.000242 | 0.000285 | 0.000187 | 0.00007600]
-0.000136 | 0.000621 | 0.000679 | 0.000592 | 0.000457 | 0.000336 | 0.000199 | 4.9e-05 | -0.000141 | -0.000226 | -0.000316 | -0.00043 | -0.000496 | -0.000602 | -0.000522 | -0.000636 | -0.000605 | -0.000636 | -0.000482 | -0.000467 | -0.000436 | -0.000295 | -0.000257 | -0.00022 | -0.000104 | 0 | 8.8e-05 | 0.000118 | 0.000103 | 0.000187 | 0.000206 | 0.000287 | 0.00025 | 0.000315 | 0.000231 | 0.00021400]
-0.000197 | 0.000534 | 0.000568 | 0.000473 | 0.000331 | 0.000229 | 0.000111 | -1.2e-05 | -0.000187 | -0.000323 | -0.000398 | -0.000493 | -0.000535 | -0.000678 | -0.000587 | -0.000707 | -0.000621 | -0.000613 | -0.000486 | -0.000466 | -0.000407 | -0.000284 | -0.000242 | -0.000158 | -8e-05 | 0 | 0.000143 | 0.000131 | 9.4e-05 | 0.000185 | 0.000236 | 0.00029 | 0.000258 | 0.000332 | 0.000212 | 0.00029900]
-0.000333 | 0.000434 | 0.000517 | 0.000436 | 0.000275 | 0.000197 | 4e-05 | -0.000102 | -0.000273 | -0.000361 | -0.000459 | -0.000527 | -0.000573 | -0.00066 | -0.000591 | -0.000713 | -0.000611 | -0.000609 | -0.000483 | -0.000435 | -0.000424 | -0.000271 | -0.000263 | -0.000177 | -6.7e-05 | 0 | 0.000127 | 0.000133 | 0.000106 | 0.000186 | 0.000224 | 0.000262 | 0.000221 | 0.000291 | 0.000205 | 0.00010900]
-0.000474 | 0.000301 | 0.000364 | 0.000308 | 0.000174 | 8.6e-05 | -5.3e-05 | -0.000179 | -0.000307 | -0.000438 | -0.000499 | -0.000578 | -0.000654 | -0.000726 | -0.000647 | -0.000734 | -0.000635 | -0.000646 | -0.000528 | -0.000475 | -0.000393 | -0.000264 | -0.000263 | -0.0002 | -8.2e-05 | 0 | 0.000128 | 0.000125 | 7.8e-05 | 0.000129 | 0.000165 | 0.000199 | 0.000201 | 0.000251 | 0.00015 | 0.00005300]
-0.000519 | 0.000211 | 0.000279 | 0.000196 | 7.3e-05 | -4e-06 | -0.000123 | -0.000283 | -0.000377 | -0.000496 | -0.00057 | -0.000644 | -0.000692 | -0.000742 | -0.000657 | -0.000783 | -0.000677 | -0.000607 | -0.000538 | -0.000452 | -0.000411 | -0.000272 | -0.000274 | -0.000196 | -5.3e-05 | 0 | 0.000159 | 9.9e-05 | 4.9e-05 | 0.000127 | 0.00021 | 0.000189 | 0.000211 | 0.000233 | 0.00013 | 0.00008000]
-0.000642 | 9.9e-05 | 0.000227 | 0.000167 | 5.6e-05 | -1.8e-05 | -0.000157 | -0.00029 | -0.000409 | -0.000508 | -0.000582 | -0.000653 | -0.00068 | -0.000727 | -0.000668 | -0.000767 | -0.000647 | -0.000634 | -0.000512 | -0.000402 | -0.000406 | -0.00025 | -0.000199 | -0.000175 | -4.3e-05 | 0 | 0.000108 | 0.000105 | 3.5e-05 | 0.000126 | 0.000158 | 0.000193 | 0.000121 | 0.000214 | 5.1e-05 | -0.00001700]
-0.000677 | 0.000108 | 0.00022 | 0.000156 | 6.8e-05 | 3e-06 | -0.000134 | -0.00028 | -0.00041 | -0.000515 | -0.000576 | -0.00063 | -0.000649 | -0.000743 | -0.000588 | -0.000705 | -0.000591 | -0.000597 | -0.000507 | -0.000397 | -0.000361 | -0.000252 | -0.000211 | -0.000123 | -4.5e-05 | 0 | 0.000121 | 0.000113 | 5e-05 | 0.000109 | 0.000125 | 0.000151 | 0.000145 | 0.000155 | 4.1e-05 | 0.00007000]
-0.000728 | 8e-05 | 0.000216 | 0.00016 | 6e-05 | 2.2e-05 | -0.00011 | -0.000286 | -0.000372 | -0.000454 | -0.00056 | -0.000584 | -0.000693 | -0.000722 | -0.000588 | -0.0007 | -0.000598 | -0.000607 | -0.00045 | -0.000377 | -0.000349 | -0.000206 | -0.000216 | -0.000129 | -7e-05 | 0 | 0.000104 | 0.0001 | -3.3e-05 | 7.2e-05 | 0.000102 | 0.000116 | 0.000121 | 0.000125 | -3e-06 | 0.00014900]
-0.000615 | 0.000186 | 0.000298 | 0.00025 | 0.000175 | 0.000135 | -3.4e-05 | -0.000159 | -0.000321 | -0.000396 | -0.000449 | -0.000528 | -0.000544 | -0.000609 | -0.00054 | -0.000674 | -0.000536 | -0.000582 | -0.000434 | -0.000366 | -0.000365 | -0.000255 | -0.000207 | -0.000185 | -9.7e-05 | 0 | 4.8e-05 | 5e-05 | -3.7e-05 | 6e-05 | 7.4e-05 | 6.8e-05 | 4.2e-05 | 1.9e-05 | -9.1e-05 | -0.00002200]
-0.000303 | 0.000418 | 0.000526 | 0.000466 | 0.000348 | 0.000324 | 0.000169 | -9e-06 | -9.8e-05 | -0.000222 | -0.000294 | -0.000291 | -0.000416 | -0.000485 | -0.000377 | -0.000508 | -0.000419 | -0.000434 | -0.00031 | -0.000246 | -0.000267 | -0.00017 | -0.000175 | -0.000114 | -4.4e-05 | 0 | 0.000123 | 0.000125 | 1.9e-05 | 0.000123 | 0.000108 | 0.000141 | 0.000127 | 0.000143 | -1e-05 | 0.00002000]
-3.4e-05 | 0.000645 | 0.000755 | 0.000666 | 0.00056 | 0.000504 | 0.00034 | 0.00016 | 3.8e-05 | -0.000118 | -0.000185 | -0.000221 | -0.000315 | -0.000339 | -0.000274 | -0.00041 | -0.000326 | -0.000352 | -0.000272 | -0.000214 | -0.000231 | -0.000135 | -0.000142 | -5.2e-05 | -3.9e-05 | 0 | 0.000104 | 0.000111 | 5.6e-05 | 0.000133 | 0.00017 | 0.000161 | 0.000137 | 0.000167 | 3.3e-05 | 0.00003900]
0.000332 | 0.000958 | 0.001028 | 0.000945 | 0.00082 | 0.000764 | 0.000538 | 0.000409 | 0.000269 | 0.000106 | 0 | -6.9e-05 | -0.000117 | -0.000185 | -0.000104 | -0.000337 | -0.00025 | -0.000302 | -0.000229 | -0.000152 | -0.000197 | -0.000133 | -0.000143 | -8.6e-05 | -3e-05 | 0 | 8.5e-05 | 6.2e-05 | 6.9e-05 | 0.000161 | 0.000194 | 0.000221 | 0.000197 | 0.000232 | 9.5e-05 | 0.00001700]
0.000673 | 0.001183 | 0.001239 | 0.001114 | 0.001 | 0.000889 | 0.000724 | 0.000537 | 0.000432 | 0.00019 | 0.000131 | 3.1e-05 | -2.5e-05 | -0.000115 | -2.2e-05 | -0.000323 | -0.000181 | -0.00025 | -0.000205 | -0.000119 | -0.00016 | -9e-05 | -0.000143 | -7.5e-05 | -2.4e-05 | 0 | 0.000109 | 0.00013 | 8.2e-05 | 0.00017 | 0.000251 | 0.000233 | 0.000245 | 0.000272 | 0.00018 | 0.00016100]
0.000859 | 0.001336 | 0.001402 | 0.001272 | 0.001085 | 0.001082 | 0.000776 | 0.000638 | 0.000491 | 0.00025 | 0.000225 | 1e-06 | 9.2e-05 | -3.7e-05 | 4.2e-05 | -0.00027 | -0.000126 | -0.000254 | -0.000152 | -0.000116 | -0.000254 | -9.5e-05 | -0.000146 | -8.8e-05 | -7e-05 | 0 | 0.000137 | 0.00013 | 7.7e-05 | 0.000229 | 0.000289 | 0.000314 | 0.00029 | 0.000354 | 0.000187 | 0.00001400]
0.000919 | 0.001455 | 0.001473 | 0.001349 | 0.001181 | 0.001095 | 0.000885 | 0.000632 | 0.000534 | 0.000317 | 0.000197 | 3.6e-05 | 5.1e-05 | -6e-06 | 5.9e-05 | -0.000212 | -0.000178 | -0.00027 | -0.000205 | -0.000111 | -0.000309 | -7.3e-05 | -0.000151 | -0.000106 | -0.0001 | 0 | 0.000131 | 0.000155 | 0.000152 | 0.000241 | 0.000337 | 0.000362 | 0.000365 | 0.000414 | 0.000335 | 0.00041000]
0.000925 | 0.001464 | 0.001477 | 0.001332 | 0.001173 | 0.001076 | 0.00089 | 0.000578 | 0.000558 | 0.000297 | 0.000114 | -4e-06 | 0.000106 | -5.6e-05 | 1.2e-05 | -0.000243 | -0.000185 | -0.00023 | -0.000185 | -0.000148 | -0.000268 | -7.2e-05 | -0.000163 | -7e-05 | -9.6e-05 | 0 | 0.00019 | 0.000177 | 0.00018 | 0.000268 | 0.000339 | 0.000421 | 0.000426 | 0.00046 | 0.00036 | 0.00043100]
0.000906 | 0.001354 | 0.001389 | 0.00123 | 0.001081 | 0.001015 | 0.000738 | 0.000482 | 0.000417 | 0.000213 | -3.8e-05 | -4.8e-05 | 1.7e-05 | -0.000161 | -2.4e-05 | -0.000356 | -0.000232 | -0.000279 | -0.000204 | -0.000154 | -0.000324 | -0.000105 | -0.0002 | -9.2e-05 | -4.9e-05 | 0 | 0.000182 | 0.000174 | 0.000216 | 0.000367 | 0.000382 | 0.000489 | 0.000467 | 0.000529 | 0.00039 | 0.00058000]
0.000501 | 0.000996 | 0.001035 | 0.000883 | 0.00069 | 0.000621 | 0.000411 | 9.2e-05 | 6.3e-05 | -0.000193 | -0.000355 | -0.000365 | -0.00032 | -0.000364 | -0.000304 | -0.000498 | -0.000521 | -0.000393 | -0.000395 | -0.000259 | -0.000417 | -0.000222 | -0.000253 | -0.000236 | -0.000123 | 0 | 0.000115 | 0.00015 | 0.000116 | 0.000192 | 0.000294 | 0.000423 | 0.000377 | 0.000458 | 0.000297 | 0.00043700]
0.000632 | 0.000853 | 0.000858 | 0.000737 | 0.000517 | 0.000482 | 0.000289 | -2.5e-05 | -4.5e-05 | -0.000323 | -0.000537 | -0.000527 | -0.000374 | -0.00046 | -0.000428 | -0.000697 | -0.000577 | -0.000544 | -0.000461 | -0.000329 | -0.000511 | -0.000276 | -0.000277 | -0.000277 | -0.000153 | 0 | 7.6e-05 | 5.8e-05 | 5.8e-05 | 0.000279 | 0.00029 | 0.000333 | 0.000373 | 0.00037 | 0.000251 | 0.00018500]]

## 240_CC_tcarray
-0.024948 | -0.023051 | -0.020254 | -0.019028 | -0.01684 | -0.017414 | -0.015431 | -0.01521 | -0.014601 | -0.012158 | -0.011669 | -0.012557 | -0.012407 | -0.010214 | -0.009984 | -0.008567 | -0.008165 | -0.006302 | -0.005599 | -0.002337 | -0.004857 | -0.004039 | -0.001953 | -0.000935 | -0.00052 | 0 | 0.001463 | 0.002524 | 0.003834 | 0.004928 | 0.004954 | 0.007163 | 0.005767 | 0.005775 | 0.005555 | 0.00221700]
-0.025468 | -0.024214 | -0.021811 | -0.020924 | -0.018139 | -0.017328 | -0.017107 | -0.015669 | -0.013651 | -0.013725 | -0.012734 | -0.012267 | -0.01215 | -0.011837 | -0.009855 | -0.009236 | -0.007897 | -0.006713 | -0.00578 | -0.004174 | -0.003902 | -0.002649 | -0.001277 | -0.000102 | -0.000418 | 0 | 0.001963 | 0.001954 | 0.004209 | 0.00461 | 0.004535 | 0.006009 | 0.005522 | 0.005443 | 0.004917 | 0.00550500]
-0.024215 | -0.022299 | -0.020829 | -0.019297 | -0.017163 | -0.017671 | -0.016149 | -0.014183 | -0.01409 | -0.013271 | -0.01229 | -0.012248 | -0.011825 | -0.011948 | -0.009422 | -0.009286 | -0.007758 | -0.007965 | -0.005064 | -0.004159 | -0.004269 | -0.00227 | -0.001497 | -0.001029 | -0.000523 | 0 | 0.001723 | 0.003539 | 0.004178 | 0.004439 | 0.005193 | 0.005399 | 0.006126 | 0.006253 | 0.006854 | 0.00773700]
-0.024804 | -0.023849 | -0.021882 | -0.020694 | -0.019283 | -0.01818 | -0.017344 | -0.016016 | -0.014629 | -0.015457 | -0.013951 | -0.013458 | -0.013483 | -0.013668 | -0.011235 | -0.01083 | -0.009637 | -0.008258 | -0.007662 | -0.005252 | -0.00501 | -0.004286 | -0.003527 | -0.0021 | -0.001403 | 0 | 0.000882 | 0.001521 | 0.002897 | 0.003872 | 0.004541 | 0.00514 | 0.005147 | 0.005496 | 0.005431 | 0.00617600]
-0.02486 | -0.02292 | -0.021035 | -0.019838 | -0.018221 | -0.017469 | -0.016712 | -0.015072 | -0.014027 | -0.013399 | -0.012699 | -0.012474 | -0.01215 | -0.010683 | -0.010282 | -0.00955 | -0.008379 | -0.007572 | -0.005396 | -0.004964 | -0.004144 | -0.003273 | -0.002555 | -0.001312 | -3.9e-05 | 0 | 0.001261 | 0.002215 | 0.00329 | 0.003884 | 0.004243 | 0.006704 | 0.005488 | 0.005753 | 0.005639 | 0.00474300]
-0.023507 | -0.021832 | -0.020923 | -0.019394 | -0.01797 | -0.017224 | -0.016187 | -0.015704 | -0.014532 | -0.014078 | -0.013704 | -0.01296 | -0.011967 | -0.012997 | -0.01058 | -0.009687 | -0.008913 | -0.007549 | -0.006485 | -0.00494 | -0.004462 | -0.003053 | -0.002798 | -0.001611 | -0.000637 | 0 | 0.001461 | 0.001887 | 0.002446 | 0.003674 | 0.004424 | 0.004843 | 0.005357 | 0.006326 | 0.005365 | 0.00483600]
-0.022569 | -0.021696 | -0.020036 | -0.019014 | -0.017511 | -0.01699 | -0.016491 | -0.014691 | -0.014152 | -0.012977 | -0.012608 | -0.011819 | -0.011731 | -0.01032 | -0.009682 | -0.008701 | -0.007088 | -0.006939 | -0.005559 | -0.004429 | -0.004092 | -0.003572 | -0.002434 | -0.000924 | -0.000633 | 0 | 0.001007 | 0.001907 | 0.00378 | 0.003843 | 0.004621 | 0.005559 | 0.005924 | 0.005593 | 0.006214 | 0.00796300]
-0.021355 | -0.020253 | -0.01934 | -0.018083 | -0.017083 | -0.016439 | -0.015119 | -0.014558 | -0.013403 | -0.012999 | -0.012048 | -0.011066 | -0.011092 | -0.01119 | -0.009464 | -0.008619 | -0.007808 | -0.006789 | -0.005902 | -0.005065 | -0.00418 | -0.002352 | -0.00212 | -0.001463 | -0.001074 | 0 | 0.000623 | 0.001322 | 0.002011 | 0.003135 | 0.00372 | 0.004488 | 0.004701 | 0.005566 | 0.004961 | 0.00375800]
-0.02036 | -0.019473 | -0.018232 | -0.01743 | -0.0163 | -0.015787 | -0.015225 | -0.013613 | -0.013153 | -0.012485 | -0.012382 | -0.011677 | -0.011132 | -0.010357 | -0.009387 | -0.00846 | -0.007631 | -0.006515 | -0.005276 | -0.003991 | -0.003873 | -0.002803 | -0.002528 | -0.001124 | -0.000806 | 0 | 0.001133 | 0.002083 | 0.003048 | 0.003431 | 0.004034 | 0.005357 | 0.00522 | 0.005522 | 0.005573 | 0.00670500]
-0.020123 | -0.019365 | -0.018208 | -0.017195 | -0.015926 | -0.015382 | -0.014521 | -0.01358 | -0.012524 | -0.012292 | -0.011188 | -0.010759 | -0.010324 | -0.009712 | -0.00828 | -0.007926 | -0.006376 | -0.006697 | -0.005002 | -0.004403 | -0.003603 | -0.00328 | -0.002014 | -0.001244 | -0.000561 | 0 | 0.000842 | 0.001663 | 0.002524 | 0.003226 | 0.003404 | 0.004153 | 0.004426 | 0.004622 | 0.004782 | 0.00559300]
-0.018827 | -0.017646 | -0.016644 | -0.015913 | -0.015122 | -0.014315 | -0.013647 | -0.012805 | -0.011983 | -0.011607 | -0.010617 | -0.010273 | -0.009726 | -0.009507 | -0.008341 | -0.00749 | -0.006867 | -0.005864 | -0.005072 | -0.0042 | -0.003305 | -0.00214 | -0.001869 | -0.001174 | -0.000513 | 0 | 0.000697 | 0.001497 | 0.002269 | 0.002584 | 0.003407 | 0.004258 | 0.004297 | 0.004817 | 0.004946 | 0.00444700]
-0.017899 | -0.017641 | -0.016872 | -0.01578 | -0.014953 | -0.014633 | -0.013516 | -0.012738 | -0.012077 | -0.011021 | -0.010592 | -0.009984 | -0.009869 | -0.00917 | -0.008065 | -0.007283 | -0.00654 | -0.005418 | -0.00494 | -0.00384 | -0.003522 | -0.002818 | -0.00213 | -0.000854 | -0.000712 | 0 | 0.000821 | 0.001107 | 0.002346 | 0.003018 | 0.003365 | 0.003561 | 0.004309 | 0.004427 | 0.004504 | 0.00501700]
-0.017669 | -0.016758 | -0.015794 | -0.015017 | -0.014016 | -0.013331 | -0.012739 | -0.011993 | -0.011218 | -0.010746 | -0.00968 | -0.009351 | -0.008945 | -0.008318 | -0.007336 | -0.006703 | -0.005805 | -0.005406 | -0.004449 | -0.003666 | -0.002939 | -0.002582 | -0.001549 | -0.001411 | -0.000642 | 0 | 0.000835 | 0.001674 | 0.002123 | 0.00262 | 0.003215 | 0.00392 | 0.004025 | 0.004414 | 0.004435 | 0.00410900]
-0.015844 | -0.015409 | -0.014667 | -0.014158 | -0.013457 | -0.012801 | -0.012271 | -0.011374 | -0.010916 | -0.010311 | -0.009746 | -0.008931 | -0.008894 | -0.008101 | -0.00732 | -0.006486 | -0.005823 | -0.005167 | -0.004434 | -0.003899 | -0.003267 | -0.002089 | -0.001979 | -0.000965 | -0.00046 | 0 | 0.000697 | 0.001551 | 0.001898 | 0.002491 | 0.002941 | 0.003339 | 0.004254 | 0.00433 | 0.004382 | 0.00384400]
-0.015163 | -0.015115 | -0.014363 | -0.013637 | -0.012915 | -0.012475 | -0.011904 | -0.011163 | -0.010518 | -0.009765 | -0.009488 | -0.00881 | -0.008443 | -0.007878 | -0.007053 | -0.006348 | -0.005567 | -0.004857 | -0.004175 | -0.003379 | -0.002998 | -0.002541 | -0.001385 | -0.000923 | -0.000448 | 0 | 0.000807 | 0.00114 | 0.002238 | 0.002707 | 0.002975 | 0.003608 | 0.003862 | 0.00412 | 0.004496 | 0.00476800]
-0.014669 | -0.014221 | -0.013692 | -0.012932 | -0.01227 | -0.011705 | -0.0114 | -0.0107 | -0.009939 | -0.009466 | -0.008958 | -0.008467 | -0.008053 | -0.007433 | -0.006711 | -0.00621 | -0.005436 | -0.004958 | -0.004238 | -0.003398 | -0.002953 | -0.002113 | -0.001783 | -0.001269 | -0.000781 | 0 | 0.000611 | 0.00119 | 0.001739 | 0.002045 | 0.002701 | 0.00316 | 0.003513 | 0.003753 | 0.004045 | 0.00431900]
-0.013323 | -0.013501 | -0.012966 | -0.012633 | -0.011774 | -0.011373 | -0.011056 | -0.010356 | -0.009868 | -0.009605 | -0.008794 | -0.008342 | -0.007867 | -0.007569 | -0.006881 | -0.006143 | -0.005502 | -0.004744 | -0.004255 | -0.00347 | -0.002747 | -0.002132 | -0.001941 | -0.00086 | -0.000533 | 0 | 0.00049 | 0.001136 | 0.001675 | 0.00223 | 0.002637 | 0.003437 | 0.003601 | 0.003932 | 0.003921 | 0.00398800]
-0.012914 | -0.012974 | -0.012514 | -0.011833 | -0.011398 | -0.01102 | -0.01042 | -0.009875 | -0.009391 | -0.008481 | -0.008305 | -0.007844 | -0.007793 | -0.007054 | -0.006158 | -0.005965 | -0.005014 | -0.004612 | -0.003729 | -0.003156 | -0.002848 | -0.002372 | -0.001566 | -0.001219 | -0.00048 | 0 | 0.000481 | 0.000969 | 0.001769 | 0.002203 | 0.002739 | 0.003021 | 0.003294 | 0.003718 | 0.003827 | 0.00401900]
-0.012221 | -0.012163 | -0.01183 | -0.011449 | -0.010936 | -0.010305 | -0.009997 | -0.009346 | -0.008884 | -0.008927 | -0.008208 | -0.007712 | -0.007271 | -0.007001 | -0.00643 | -0.005761 | -0.005121 | -0.004576 | -0.003874 | -0.003333 | -0.002685 | -0.002027 | -0.00157 | -0.001018 | -0.000694 | 0 | 0.000721 | 0.001007 | 0.00135 | 0.001907 | 0.002518 | 0.002907 | 0.003231 | 0.003396 | 0.003726 | 0.00346600]
-0.011448 | -0.011717 | -0.011278 | -0.010951 | -0.010358 | -0.010196 | -0.009791 | -0.009509 | -0.008833 | -0.008347 | -0.007929 | -0.007263 | -0.007207 | -0.006786 | -0.00606 | -0.005519 | -0.004963 | -0.004234 | -0.003813 | -0.003088 | -0.002457 | -0.002158 | -0.001533 | -0.001017 | -0.000292 | 0 | 0.000522 | 0.00097 | 0.001689 | 0.002095 | 0.002485 | 0.003034 | 0.003388 | 0.003604 | 0.003647 | 0.00370600]
-0.01127 | -0.011284 | -0.010959 | -0.010501 | -0.010042 | -0.00968 | -0.009419 | -0.008849 | -0.008426 | -0.007926 | -0.00746 | -0.007148 | -0.006798 | -0.006342 | -0.005798 | -0.005355 | -0.004622 | -0.004296 | -0.00364 | -0.002981 | -0.002577 | -0.001985 | -0.001413 | -0.001133 | -0.000698 | 0 | 0.000516 | 0.001104 | 0.001494 | 0.001879 | 0.002294 | 0.002727 | 0.002743 | 0.003217 | 0.00355 | 0.00367200]
-0.010224 | -0.010422 | -0.010142 | -0.009917 | -0.009506 | -0.009218 | -0.008764 | -0.008535 | -0.00811 | -0.007841 | -0.007441 | -0.00695 | -0.006496 | -0.006387 | -0.005759 | -0.005302 | -0.004761 | -0.004163 | -0.003537 | -0.003024 | -0.002523 | -0.001754 | -0.001534 | -0.000797 | -0.000457 | 0 | 0.000484 | 0.000912 | 0.001412 | 0.001718 | 0.002269 | 0.002649 | 0.003273 | 0.003516 | 0.003476 | 0.00315500]
-0.00977 | -0.010344 | -0.009974 | -0.009656 | -0.009375 | -0.008952 | -0.008766 | -0.008392 | -0.007906 | -0.007304 | -0.007086 | -0.006729 | -0.006632 | -0.005973 | -0.005652 | -0.005014 | -0.004426 | -0.00404 | -0.003492 | -0.002871 | -0.002401 | -0.002019 | -0.001382 | -0.000911 | -0.000529 | 0 | 0.000412 | 0.000822 | 0.001389 | 0.001776 | 0.002136 | 0.0026 | 0.002891 | 0.003093 | 0.003398 | 0.00396300]
-0.009394 | -0.009494 | -0.009316 | -0.009017 | -0.008636 | -0.008304 | -0.00803 | -0.007665 | -0.007282 | -0.007135 | -0.006636 | -0.006295 | -0.005826 | -0.005649 | -0.005111 | -0.004746 | -0.004266 | -0.003752 | -0.003197 | -0.002738 | -0.002214 | -0.001756 | -0.00133 | -0.000883 | -0.000333 | 0 | 0.000655 | 0.001078 | 0.001533 | 0.001924 | 0.002276 | 0.002653 | 0.002799 | 0.003099 | 0.003433 | 0.00357500]
-0.009001 | -0.009356 | -0.009152 | -0.008869 | -0.008617 | -0.008329 | -0.008126 | -0.007839 | -0.007344 | -0.00712 | -0.006758 | -0.006418 | -0.006165 | -0.005961 | -0.005342 | -0.00488 | -0.004358 | -0.003792 | -0.003294 | -0.002609 | -0.002187 | -0.001647 | -0.001281 | -0.000726 | -0.000394 | 0 | 0.000476 | 0.000815 | 0.001301 | 0.001683 | 0.002203 | 0.002388 | 0.00282 | 0.002949 | 0.003255 | 0.00317300]
-0.00845 | -0.009068 | -0.008845 | -0.008691 | -0.008313 | -0.00808 | -0.007831 | -0.007493 | -0.007125 | -0.006687 | -0.006424 | -0.006147 | -0.005847 | -0.005448 | -0.005141 | -0.004534 | -0.004177 | -0.003679 | -0.003203 | -0.00274 | -0.002273 | -0.001887 | -0.001341 | -0.00096 | -0.000455 | 0 | 0.000403 | 0.000855 | 0.001211 | 0.001653 | 0.001837 | 0.002388 | 0.002642 | 0.002934 | 0.00299 | 0.00324100]
-0.00827 | -0.00846 | -0.008338 | -0.008086 | -0.007885 | -0.00758 | -0.007429 | -0.007103 | -0.006785 | -0.006521 | -0.006167 | -0.005804 | -0.005463 | -0.005265 | -0.004739 | -0.004526 | -0.003892 | -0.00345 | -0.003049 | -0.002604 | -0.002086 | -0.001572 | -0.001113 | -0.000641 | -0.000352 | 0 | 0.000514 | 0.000881 | 0.001382 | 0.001743 | 0.0021 | 0.002386 | 0.002612 | 0.002956 | 0.003251 | 0.00339000]
-0.007882 | -0.008408 | -0.008257 | -0.0081 | -0.007761 | -0.007662 | -0.007336 | -0.007157 | -0.006697 | -0.006447 | -0.006176 | -0.00583 | -0.005634 | -0.005338 | -0.004879 | -0.004333 | -0.003974 | -0.003484 | -0.003063 | -0.002454 | -0.002087 | -0.001548 | -0.001233 | -0.000718 | -0.00035 | 0 | 0.00047 | 0.00078 | 0.001187 | 0.001492 | 0.001903 | 0.002228 | 0.002606 | 0.002863 | 0.003023 | 0.00248900]
-0.007592 | -0.008106 | -0.007961 | -0.007756 | -0.007512 | -0.007244 | -0.007083 | -0.00685 | -0.006493 | -0.006107 | -0.005813 | -0.005597 | -0.005237 | -0.004943 | -0.004597 | -0.004262 | -0.003819 | -0.003413 | -0.002919 | -0.002488 | -0.002031 | -0.001661 | -0.001162 | -0.000909 | -0.000419 | 0 | 0.000342 | 0.000803 | 0.001172 | 0.001617 | 0.001769 | 0.002151 | 0.002424 | 0.002661 | 0.002938 | 0.00327800]
-0.007864 | -0.008021 | -0.007937 | -0.007728 | -0.007486 | -0.007291 | -0.007072 | -0.006797 | -0.006412 | -0.006192 | -0.005915 | -0.005513 | -0.005234 | -0.0051 | -0.004639 | -0.004133 | -0.003781 | -0.003308 | -0.003 | -0.002445 | -0.001997 | -0.001514 | -0.001085 | -0.000637 | -0.000395 | 0 | 0.000478 | 0.000763 | 0.001126 | 0.001411 | 0.001832 | 0.002107 | 0.002367 | 0.002687 | 0.002866 | 0.00296700]
-0.007398 | -0.007886 | -0.007646 | -0.007453 | -0.007245 | -0.007073 | -0.00679 | -0.00661 | -0.006213 | -0.005915 | -0.005696 | -0.005345 | -0.005187 | -0.004767 | -0.004449 | -0.004045 | -0.003656 | -0.003168 | -0.002723 | -0.002201 | -0.001866 | -0.001394 | -0.001078 | -0.000644 | -0.00029 | 0 | 0.000412 | 0.000782 | 0.001137 | 0.001409 | 0.001822 | 0.002141 | 0.002468 | 0.002659 | 0.002863 | 0.00305700]
-0.007555 | -0.007674 | -0.007516 | -0.007318 | -0.00699 | -0.006808 | -0.006663 | -0.006335 | -0.006093 | -0.005721 | -0.00542 | -0.005152 | -0.004789 | -0.004702 | -0.004242 | -0.003887 | -0.003539 | -0.003141 | -0.002801 | -0.002366 | -0.001906 | -0.001521 | -0.001115 | -0.000798 | -0.0004 | 0 | 0.000453 | 0.000725 | 0.001103 | 0.001379 | 0.001678 | 0.002007 | 0.002165 | 0.002408 | 0.002679 | 0.00275100]
-0.007274 | -0.007489 | -0.007379 | -0.007209 | -0.00696 | -0.006811 | -0.006514 | -0.00636 | -0.005983 | -0.005769 | -0.005453 | -0.005127 | -0.004887 | -0.004663 | -0.004339 | -0.003947 | -0.003462 | -0.003134 | -0.002627 | -0.00221 | -0.001786 | -0.001364 | -0.00101 | -0.000587 | -0.000304 | 0 | 0.00041 | 0.000695 | 0.001057 | 0.001414 | 0.001702 | 0.001949 | 0.002272 | 0.002534 | 0.002699 | 0.00277900]
-0.007224 | -0.007442 | -0.007195 | -0.006994 | -0.006682 | -0.006515 | -0.006337 | -0.006194 | -0.00567 | -0.005493 | -0.00521 | -0.004878 | -0.004743 | -0.00439 | -0.004111 | -0.003687 | -0.003379 | -0.00292 | -0.002584 | -0.002165 | -0.001841 | -0.001485 | -0.001048 | -0.000664 | -0.000328 | 0 | 0.000371 | 0.000753 | 0.001015 | 0.00125 | 0.001607 | 0.001909 | 0.002113 | 0.002363 | 0.002535 | 0.00268100]
-0.006759 | -0.006926 | -0.006858 | -0.006674 | -0.006473 | -0.006269 | -0.006161 | -0.005792 | -0.005614 | -0.005296 | -0.00503 | -0.004781 | -0.004421 | -0.004278 | -0.003933 | -0.003646 | -0.003279 | -0.002971 | -0.002603 | -0.002223 | -0.001721 | -0.001342 | -0.001043 | -0.000717 | -0.000382 | 0 | 0.000388 | 0.00067 | 0.001021 | 0.001321 | 0.001603 | 0.001774 | 0.002039 | 0.002259 | 0.00249 | 0.00245500]
-0.00619 | -0.006571 | -0.006435 | -0.006332 | -0.00609 | -0.006021 | -0.005716 | -0.005606 | -0.005314 | -0.005018 | -0.004835 | -0.004529 | -0.004377 | -0.004147 | -0.003829 | -0.003445 | -0.003136 | -0.00277 | -0.002437 | -0.001975 | -0.001694 | -0.001255 | -0.000958 | -0.000592 | -0.000372 | 0 | 0.000359 | 0.000591 | 0.000922 | 0.001195 | 0.00151 | 0.001797 | 0.002089 | 0.002296 | 0.002475 | 0.00280000]
-0.005686 | -0.00613 | -0.006006 | -0.00585 | -0.005648 | -0.005513 | -0.005414 | -0.005222 | -0.004918 | -0.004669 | -0.004388 | -0.004196 | -0.003954 | -0.003802 | -0.00352 | -0.003263 | -0.002979 | -0.002636 | -0.002353 | -0.001993 | -0.00162 | -0.001316 | -0.000982 | -0.000685 | -0.000317 | 0 | 0.000319 | 0.000676 | 0.000949 | 0.001213 | 0.001402 | 0.001743 | 0.001854 | 0.002108 | 0.002315 | 0.00238300]
-0.005073 | -0.005412 | -0.005416 | -0.005374 | -0.005192 | -0.005095 | -0.004987 | -0.004735 | -0.004539 | -0.004293 | -0.004109 | -0.00391 | -0.003667 | -0.003502 | -0.003277 | -0.002997 | -0.002782 | -0.002478 | -0.002118 | -0.00186 | -0.00147 | -0.001125 | -0.000869 | -0.00053 | -0.000249 | 0 | 0.000419 | 0.000632 | 0.000972 | 0.001208 | 0.001466 | 0.0017 | 0.001953 | 0.002163 | 0.00238 | 0.00228300]
-0.004467 | -0.005054 | -0.005007 | -0.004925 | -0.004815 | -0.004778 | -0.004588 | -0.004483 | -0.00424 | -0.004053 | -0.003901 | -0.003664 | -0.003547 | -0.003397 | -0.003161 | -0.002884 | -0.002664 | -0.002353 | -0.002114 | -0.001768 | -0.00147 | -0.00115 | -0.000856 | -0.00052 | -0.000283 | 0 | 0.000287 | 0.000548 | 0.000863 | 0.001027 | 0.001349 | 0.001627 | 0.001803 | 0.002038 | 0.002233 | 0.00252700]
-0.003963 | -0.004544 | -0.00452 | -0.004517 | -0.004389 | -0.004295 | -0.004282 | -0.004105 | -0.003899 | -0.003745 | -0.003564 | -0.003353 | -0.003173 | -0.003131 | -0.002908 | -0.002747 | -0.002518 | -0.002266 | -0.002068 | -0.001773 | -0.001411 | -0.001196 | -0.000892 | -0.000628 | -0.000346 | 0 | 0.000228 | 0.000543 | 0.000785 | 0.001015 | 0.00122 | 0.00145 | 0.001659 | 0.001862 | 0.002062 | 0.00201500]
-0.003309 | -0.003935 | -0.004026 | -0.003981 | -0.003944 | -0.003888 | -0.003807 | -0.003668 | -0.003519 | -0.003353 | -0.003238 | -0.003096 | -0.002956 | -0.002835 | -0.002662 | -0.002445 | -0.002316 | -0.002088 | -0.001821 | -0.001551 | -0.001242 | -0.000934 | -0.000721 | -0.00045 | -0.000187 | 0 | 0.000326 | 0.000503 | 0.000846 | 0.001068 | 0.001294 | 0.00149 | 0.001687 | 0.001905 | 0.002114 | 0.00227000]
-0.00289 | -0.003539 | -0.003588 | -0.003637 | -0.003555 | -0.003596 | -0.003491 | -0.003438 | -0.003264 | -0.003137 | -0.003037 | -0.002832 | -0.002836 | -0.002708 | -0.002562 | -0.002357 | -0.0022 | -0.001945 | -0.001768 | -0.001477 | -0.001244 | -0.001003 | -0.00074 | -0.000488 | -0.000237 | 0 | 0.000258 | 0.000514 | 0.000744 | 0.000919 | 0.001149 | 0.001416 | 0.001594 | 0.001746 | 0.001922 | 0.00214800]
-0.00276 | -0.003413 | -0.003489 | -0.00355 | -0.003508 | -0.003433 | -0.003429 | -0.003328 | -0.003204 | -0.003035 | -0.002927 | -0.002812 | -0.002672 | -0.00263 | -0.002466 | -0.002345 | -0.00219 | -0.001981 | -0.00172 | -0.001548 | -0.001207 | -0.001041 | -0.000807 | -0.00052 | -0.000278 | 0 | 0.000215 | 0.000417 | 0.000674 | 0.000931 | 0.001034 | 0.001197 | 0.001433 | 0.001605 | 0.001798 | 0.00182100]
-0.002026 | -0.00283 | -0.002983 | -0.003036 | -0.002996 | -0.003091 | -0.00302 | -0.002963 | -0.002856 | -0.002765 | -0.002652 | -0.00251 | -0.002483 | -0.002393 | -0.00221 | -0.00206 | -0.00192 | -0.001745 | -0.001528 | -0.001251 | -0.001047 | -0.000787 | -0.000581 | -0.000368 | -0.000156 | 0 | 0.000332 | 0.000457 | 0.000778 | 0.000919 | 0.001178 | 0.001312 | 0.001509 | 0.001693 | 0.001872 | 0.00197000]
-0.001988 | -0.002731 | -0.00281 | -0.002886 | -0.002871 | -0.00288 | -0.002908 | -0.002855 | -0.002677 | -0.002585 | -0.002473 | -0.002368 | -0.002363 | -0.002257 | -0.002128 | -0.001999 | -0.001879 | -0.001695 | -0.001525 | -0.001291 | -0.001053 | -0.000838 | -0.000642 | -0.000402 | -0.000187 | 0 | 0.000227 | 0.000494 | 0.000646 | 0.000836 | 0.001002 | 0.001219 | 0.001357 | 0.001585 | 0.001698 | 0.00171500]
-0.001906 | -0.002555 | -0.002673 | -0.002783 | -0.002802 | -0.002793 | -0.002794 | -0.002709 | -0.002651 | -0.002506 | -0.002445 | -0.002361 | -0.002264 | -0.002202 | -0.002079 | -0.001962 | -0.00185 | -0.001658 | -0.001496 | -0.001247 | -0.001031 | -0.000805 | -0.000643 | -0.000393 | -0.00021 | 0 | 0.000264 | 0.000391 | 0.000636 | 0.000809 | 0.000969 | 0.001141 | 0.001341 | 0.001514 | 0.001676 | 0.00177100]
-0.001691 | -0.002549 | -0.002706 | -0.002757 | -0.002705 | -0.002787 | -0.002748 | -0.002686 | -0.00262 | -0.002487 | -0.00238 | -0.002256 | -0.002234 | -0.002129 | -0.001994 | -0.001877 | -0.001727 | -0.00157 | -0.001371 | -0.001161 | -0.000944 | -0.000766 | -0.000553 | -0.000361 | -0.000145 | 0 | 0.000256 | 0.000401 | 0.000653 | 0.000804 | 0.000975 | 0.001151 | 0.001353 | 0.001511 | 0.001629 | 0.00178600]
-0.004325 | -0.004328 | -0.004207 | -0.004039 | -0.003841 | -0.003721 | -0.003561 | -0.003382 | -0.003194 | -0.002959 | -0.002807 | -0.002612 | -0.002501 | -0.00243 | -0.002243 | -0.002059 | -0.001919 | -0.001736 | -0.001521 | -0.001339 | -0.001087 | -0.000892 | -0.000683 | -0.000421 | -0.000217 | 0 | 0.000241 | 0.000413 | 0.000665 | 0.000818 | 0.000999 | 0.001144 | 0.001267 | 0.00141 | 0.001561 | 0.00158200]
-0.004373 | -0.004384 | -0.004221 | -0.004064 | -0.003853 | -0.003674 | -0.003547 | -0.003408 | -0.003166 | -0.002988 | -0.002808 | -0.002619 | -0.002539 | -0.00242 | -0.002267 | -0.002085 | -0.00191 | -0.001714 | -0.001528 | -0.001298 | -0.001055 | -0.000837 | -0.000607 | -0.00041 | -0.000193 | 0 | 0.000268 | 0.000452 | 0.000665 | 0.00082 | 0.000993 | 0.001171 | 0.001318 | 0.001422 | 0.001579 | 0.00169300]
-0.004096 | -0.004234 | -0.004091 | -0.003992 | -0.003799 | -0.003677 | -0.003532 | -0.003363 | -0.003167 | -0.002978 | -0.00283 | -0.002662 | -0.002514 | -0.002453 | -0.00226 | -0.002118 | -0.001926 | -0.001762 | -0.001519 | -0.001289 | -0.001082 | -0.000884 | -0.000664 | -0.000443 | -0.000206 | 0 | 0.000217 | 0.000435 | 0.000635 | 0.000799 | 0.000924 | 0.001094 | 0.001233 | 0.001333 | 0.001467 | 0.00145400]
-0.003786 | -0.00401 | -0.003902 | -0.003758 | -0.00359 | -0.003463 | -0.003378 | -0.003222 | -0.003051 | -0.002856 | -0.002719 | -0.002567 | -0.002501 | -0.002393 | -0.002214 | -0.002048 | -0.001873 | -0.001688 | -0.001475 | -0.001279 | -0.001037 | -0.000809 | -0.000628 | -0.000404 | -0.000206 | 0 | 0.00023 | 0.000444 | 0.000671 | 0.000794 | 0.000954 | 0.001127 | 0.001267 | 0.001413 | 0.001482 | 0.00144900]
-0.003606 | -0.003883 | -0.003793 | -0.003719 | -0.003539 | -0.003461 | -0.003371 | -0.003204 | -0.003038 | -0.002825 | -0.002708 | -0.002581 | -0.002484 | -0.002409 | -0.002251 | -0.002087 | -0.001942 | -0.001704 | -0.001557 | -0.001317 | -0.001075 | -0.000879 | -0.000669 | -0.00044 | -0.000214 | 0 | 0.000215 | 0.00038 | 0.000614 | 0.000763 | 0.000921 | 0.001092 | 0.001251 | 0.001306 | 0.001437 | 0.00147400]
-0.003497 | -0.003772 | -0.003705 | -0.00361 | -0.003466 | -0.003363 | -0.003277 | -0.003144 | -0.002985 | -0.002819 | -0.00269 | -0.002571 | -0.002445 | -0.002376 | -0.002174 | -0.002033 | -0.001901 | -0.001681 | -0.001532 | -0.00129 | -0.001056 | -0.000865 | -0.000617 | -0.000432 | -0.00022 | 0 | 0.000216 | 0.000398 | 0.000622 | 0.000759 | 0.000898 | 0.001059 | 0.001196 | 0.001315 | 0.001443 | 0.00148700]
-0.003373 | -0.003641 | -0.003589 | -0.003471 | -0.003356 | -0.003226 | -0.00315 | -0.003007 | -0.002901 | -0.002688 | -0.002587 | -0.002466 | -0.00238 | -0.002277 | -0.002137 | -0.002011 | -0.001851 | -0.001691 | -0.001495 | -0.00126 | -0.001031 | -0.000864 | -0.000655 | -0.000418 | -0.00022 | 0 | 0.000212 | 0.000383 | 0.000574 | 0.000746 | 0.000871 | 0.001055 | 0.001159 | 0.001294 | 0.001389 | 0.00149000]
-0.003338 | -0.003587 | -0.00352 | -0.003464 | -0.003343 | -0.003255 | -0.003199 | -0.003051 | -0.002905 | -0.002717 | -0.002641 | -0.002465 | -0.002402 | -0.002329 | -0.00218 | -0.002059 | -0.001865 | -0.001689 | -0.001514 | -0.001301 | -0.001038 | -0.00084 | -0.000656 | -0.000423 | -0.000244 | 0 | 0.000238 | 0.000371 | 0.000598 | 0.000725 | 0.000868 | 0.000987 | 0.001124 | 0.001268 | 0.001372 | 0.00128600]
-0.003161 | -0.003468 | -0.0034 | -0.003321 | -0.003176 | -0.003115 | -0.003022 | -0.002963 | -0.002771 | -0.002627 | -0.002513 | -0.002378 | -0.002345 | -0.002233 | -0.002107 | -0.001976 | -0.001803 | -0.001634 | -0.001465 | -0.001215 | -0.001002 | -0.000828 | -0.000616 | -0.000378 | -0.000202 | 0 | 0.00022 | 0.000402 | 0.000604 | 0.000734 | 0.000869 | 0.001035 | 0.00117 | 0.0013 | 0.001402 | 0.00148800]
-0.003278 | -0.003412 | -0.003303 | -0.003221 | -0.003117 | -0.003 | -0.002932 | -0.002807 | -0.002683 | -0.002498 | -0.002425 | -0.002318 | -0.002238 | -0.002177 | -0.002046 | -0.0019 | -0.00177 | -0.001609 | -0.001401 | -0.001198 | -0.000976 | -0.000803 | -0.000588 | -0.000389 | -0.000198 | 0 | 0.000214 | 0.00041 | 0.000565 | 0.000738 | 0.000856 | 0.001025 | 0.001159 | 0.001282 | 0.00139 | 0.00129200]
-0.003101 | -0.003198 | -0.003163 | -0.003127 | -0.003004 | -0.002961 | -0.002888 | -0.002752 | -0.002657 | -0.0025 | -0.002387 | -0.002243 | -0.002219 | -0.002099 | -0.002004 | -0.001912 | -0.001746 | -0.001576 | -0.001408 | -0.001188 | -0.000956 | -0.000784 | -0.000623 | -0.000356 | -0.00017 | 0 | 0.000252 | 0.000395 | 0.000588 | 0.000746 | 0.000892 | 0.001026 | 0.001166 | 0.001299 | 0.00141 | 0.00133500]
-0.002881 | -0.003159 | -0.003093 | -0.003037 | -0.002929 | -0.00286 | -0.002795 | -0.002747 | -0.002581 | -0.002453 | -0.002373 | -0.002276 | -0.002225 | -0.00213 | -0.002012 | -0.001857 | -0.001727 | -0.001578 | -0.001392 | -0.001176 | -0.000983 | -0.000785 | -0.000611 | -0.00039 | -0.000213 | 0 | 0.00021 | 0.000427 | 0.00057 | 0.000694 | 0.000832 | 0.000994 | 0.001108 | 0.001212 | 0.001326 | 0.00137900]
-0.002928 | -0.003136 | -0.003122 | -0.003067 | -0.003015 | -0.002923 | -0.002897 | -0.002804 | -0.00269 | -0.002527 | -0.002435 | -0.002317 | -0.002177 | -0.002182 | -0.002054 | -0.001971 | -0.001795 | -0.001635 | -0.001454 | -0.001264 | -0.00099 | -0.000851 | -0.000658 | -0.000468 | -0.000244 | 0 | 0.00018 | 0.000339 | 0.0005 | 0.000677 | 0.000788 | 0.000938 | 0.00109 | 0.001223 | 0.001288 | 0.00113400]
-0.002814 | -0.003047 | -0.002976 | -0.002955 | -0.002809 | -0.002788 | -0.002684 | -0.002659 | -0.002526 | -0.002363 | -0.002272 | -0.002189 | -0.002108 | -0.00202 | -0.001897 | -0.001802 | -0.001675 | -0.001487 | -0.001368 | -0.001136 | -0.000946 | -0.000739 | -0.000561 | -0.000314 | -0.000189 | 0 | 0.000266 | 0.000393 | 0.000599 | 0.000721 | 0.000903 | 0.001036 | 0.001173 | 0.001309 | 0.001387 | 0.00152300]
-0.002786 | -0.002958 | -0.002897 | -0.002827 | -0.00279 | -0.002668 | -0.002646 | -0.002557 | -0.002429 | -0.002321 | -0.002249 | -0.002144 | -0.002066 | -0.002014 | -0.001909 | -0.001779 | -0.00168 | -0.001482 | -0.001349 | -0.001151 | -0.000928 | -0.000745 | -0.000534 | -0.000422 | -0.000177 | 0 | 0.000159 | 0.000422 | 0.000561 | 0.00069 | 0.000807 | 0.000959 | 0.001079 | 0.001169 | 0.001273 | 0.00136900]
-0.002838 | -0.00291 | -0.002858 | -0.002831 | -0.00277 | -0.002709 | -0.002687 | -0.002609 | -0.002526 | -0.002367 | -0.002266 | -0.002168 | -0.002039 | -0.002082 | -0.001914 | -0.001832 | -0.001704 | -0.001502 | -0.001382 | -0.001155 | -0.000885 | -0.000773 | -0.000609 | -0.000381 | -0.000189 | 0 | 0.000223 | 0.000355 | 0.000503 | 0.00066 | 0.000787 | 0.000877 | 0.00111 | 0.001182 | 0.001302 | 0.00116400]
-0.002364 | -0.002627 | -0.00258 | -0.002557 | -0.002404 | -0.002454 | -0.002397 | -0.002363 | -0.002175 | -0.002102 | -0.002027 | -0.002001 | -0.001942 | -0.001822 | -0.001704 | -0.001633 | -0.001472 | -0.001345 | -0.001159 | -0.000947 | -0.000868 | -0.00065 | -0.000481 | -0.000224 | -0.000162 | 0 | 0.000246 | 0.000397 | 0.000615 | 0.000696 | 0.000914 | 0.001019 | 0.001107 | 0.001231 | 0.001325 | 0.00151700]
-0.002542 | -0.002546 | -0.002494 | -0.00245 | -0.002365 | -0.002301 | -0.002306 | -0.002281 | -0.002217 | -0.002083 | -0.002058 | -0.001992 | -0.001864 | -0.001859 | -0.001776 | -0.001649 | -0.001595 | -0.00147 | -0.001327 | -0.001125 | -0.000875 | -0.000742 | -0.000573 | -0.000439 | -0.000185 | 0 | 9.7e-05 | 0.000335 | 0.000415 | 0.000592 | 0.000654 | 0.000757 | 0.000939 | 0.000989 | 0.001109 | 0.00114300]
-0.002233 | -0.002315 | -0.00226 | -0.00224 | -0.00224 | -0.002256 | -0.002255 | -0.002178 | -0.002145 | -0.002002 | -0.001932 | -0.001868 | -0.001762 | -0.001769 | -0.001703 | -0.001611 | -0.001471 | -0.001301 | -0.001191 | -0.001055 | -0.000825 | -0.000669 | -0.000593 | -0.000319 | -0.000161 | 0 | 0.000191 | 0.00028 | 0.000455 | 0.000604 | 0.000713 | 0.000802 | 0.00102 | 0.001078 | 0.001153 | 0.00085800]
-0.002001 | -0.002107 | -0.001988 | -0.001934 | -0.00184 | -0.001875 | -0.001814 | -0.001869 | -0.001699 | -0.001626 | -0.001597 | -0.001598 | -0.001561 | -0.001486 | -0.001408 | -0.001291 | -0.001228 | -0.001187 | -0.001055 | -0.000801 | -0.000757 | -0.000581 | -0.000439 | -0.000245 | -0.000143 | 0 | 0.000188 | 0.000345 | 0.000549 | 0.000632 | 0.000754 | 0.000841 | 0.000819 | 0.00097 | 0.001041 | 0.00128300]
-0.001841 | -0.001692 | -0.001641 | -0.001659 | -0.00169 | -0.001575 | -0.001721 | -0.001644 | -0.001642 | -0.001562 | -0.001631 | -0.001518 | -0.001425 | -0.001536 | -0.001468 | -0.001428 | -0.001356 | -0.001177 | -0.001092 | -0.000998 | -0.000719 | -0.000662 | -0.000555 | -0.000398 | -0.000207 | 0 | 8.4e-05 | 0.000239 | 0.000308 | 0.000436 | 0.000445 | 0.000558 | 0.00073 | 0.000826 | 0.000876 | 0.00071900]
-0.001068 | -0.001287 | -0.001209 | -0.001282 | -0.001277 | -0.001388 | -0.00139 | -0.001445 | -0.001335 | -0.001292 | -0.001247 | -0.001239 | -0.001183 | -0.00117 | -0.001104 | -0.001126 | -0.001036 | -0.000884 | -0.000836 | -0.000683 | -0.000526 | -0.000426 | -0.00037 | -0.000112 | -7.4e-05 | 0 | 0.000254 | 0.000306 | 0.000445 | 0.000565 | 0.000704 | 0.000723 | 0.000942 | 0.000906 | 0.001064 | 0.00098700]
-0.001059 | -0.001078 | -0.001033 | -0.000998 | -0.000958 | -0.001007 | -0.001032 | -0.001099 | -0.001015 | -0.001001 | -0.000968 | -0.000974 | -0.000973 | -0.001004 | -0.001007 | -0.000898 | -0.00091 | -0.000875 | -0.000804 | -0.000613 | -0.000604 | -0.000484 | -0.000334 | -0.00029 | -0.00014 | 0 | 8.9e-05 | 0.000255 | 0.00038 | 0.000384 | 0.000474 | 0.00057 | 0.000514 | 0.000648 | 0.000699 | 0.00081000]
-0.000803 | -0.000664 | -0.000682 | -0.000763 | -0.000884 | -0.000907 | -0.001025 | -0.001001 | -0.000999 | -0.001003 | -0.001023 | -0.00097 | -0.000938 | -0.001106 | -0.000997 | -0.000905 | -0.00101 | -0.000811 | -0.000781 | -0.000765 | -0.000434 | -0.000437 | -0.00041 | -0.000323 | -0.00017 | 0 | 3.7e-05 | 0.000113 | 0.000153 | 0.000267 | 0.000241 | 0.000309 | 0.000578 | 0.00062 | 0.000636 | 0.00033000]
-0.00041 | -0.000693 | -0.00061 | -0.000657 | -0.000608 | -0.000791 | -0.000769 | -0.000867 | -0.000734 | -0.000696 | -0.000712 | -0.000771 | -0.000686 | -0.000657 | -0.000607 | -0.000618 | -0.000577 | -0.000479 | -0.000461 | -0.000296 | -0.000327 | -0.000257 | -0.000203 | 5e-06 | 2.3e-05 | 0 | 0.000252 | 0.000232 | 0.000395 | 0.000478 | 0.000604 | 0.000656 | 0.000684 | 0.000648 | 0.000774 | 0.00078100]
-0.000468 | -0.000405 | -0.000425 | -0.000419 | -0.000402 | -0.000451 | -0.000503 | -0.000614 | -0.000604 | -0.000565 | -0.000595 | -0.000541 | -0.000565 | -0.000671 | -0.000609 | -0.000538 | -0.000587 | -0.000592 | -0.000526 | -0.00044 | -0.000372 | -0.000325 | -0.000256 | -0.000232 | -0.000155 | 0 | -1.1e-05 | 0.000138 | 0.000196 | 0.000225 | 0.000248 | 0.000264 | 0.000287 | 0.000414 | 0.000464 | 0.00034200]
-0.000767 | -0.000663 | -0.000609 | -0.000724 | -0.000792 | -0.000853 | -0.000963 | -0.000835 | -0.000864 | -0.000858 | -0.000848 | -0.000839 | -0.000725 | -0.000857 | -0.000802 | -0.000731 | -0.000747 | -0.00053 | -0.000519 | -0.000538 | -0.000292 | -0.000308 | -0.000353 | -0.00017 | -6.3e-05 | 0 | 8.6e-05 | 1.1e-05 | 8.3e-05 | 0.000122 | 0.000135 | 0.000164 | 0.000486 | 0.000503 | 0.000477 | 0.00031200]
-0.000144 | -0.000408 | -0.000339 | -0.000412 | -0.000294 | -0.000487 | -0.000408 | -0.000518 | -0.000449 | -0.000374 | -0.0004 | -0.000412 | -0.000349 | -0.00033 | -0.000304 | -0.000241 | -0.000223 | -0.000215 | -0.000186 | -0.000124 | -0.000151 | -0.000134 | -3.1e-05 | 3.3e-05 | -3e-06 | 0 | 0.000203 | 0.000245 | 0.000406 | 0.000376 | 0.000536 | 0.000477 | 0.000454 | 0.000481 | 0.000555 | 0.00039600]
-0.000809 | -0.000506 | -0.0005 | -0.00058 | -0.000594 | -0.000571 | -0.000623 | -0.000576 | -0.000541 | -0.000579 | -0.00058 | -0.000529 | -0.000475 | -0.000701 | -0.000607 | -0.000455 | -0.00059 | -0.000483 | -0.000446 | -0.000448 | -0.000255 | -0.000194 | -0.000271 | -0.000232 | -0.000124 | 0 | 1.4e-05 | 0.000114 | 9.6e-05 | 0.000155 | 0.000156 | 0.00013 | 0.00024 | 0.000331 | 0.000293 | 0.00045500]
-0.00101 | -0.001039 | -0.000806 | -0.00085 | -0.000844 | -0.00096 | -0.00099 | -0.000974 | -0.000893 | -0.000738 | -0.000827 | -0.000677 | -0.000736 | -0.000741 | -0.000577 | -0.000566 | -0.000626 | -0.000311 | -0.000432 | -0.000252 | -5.9e-05 | -0.000194 | -0.000289 | -7e-06 | 8e-06 | 0 | 0.000125 | -6e-06 | 0.000177 | 0.000206 | 0.000295 | 0.000352 | 0.000496 | 0.000489 | 0.000493 | -0.00002600]
-0.001485 | -0.001233 | -0.001073 | -0.000936 | -0.000798 | -0.000933 | -0.000741 | -0.00089 | -0.000702 | -0.000538 | -0.000537 | -0.000584 | -0.000519 | -0.000498 | -0.000421 | -0.000398 | -0.00037 | -0.000472 | -0.000257 | -0.00019 | -0.000318 | -0.000244 | -0.000151 | -0.000159 | -5.9e-05 | 0 | 4.8e-05 | 0.000201 | 0.000248 | 0.000252 | 0.000401 | 0.000491 | 0.0003 | 0.000296 | 0.000514 | 0.00054000]
-0.003537 | -0.001109 | -0.000875 | -0.000768 | -0.000817 | -0.000523 | -0.000647 | -0.000636 | -0.000545 | -0.000589 | -0.000694 | -0.000395 | -0.000464 | -0.000671 | -0.000408 | -0.000383 | -0.000406 | -0.000261 | -0.000302 | -0.000294 | 0.000118 | -9.1e-05 | -0.000182 | -4.8e-05 | -9e-05 | 0 | -4.4e-05 | -0.000131 | -0.000309 | -0.000261 | -0.000643 | -0.000747 | -0.000566 | -0.000531 | -0.000778 | -0.00082800]]