## Moorings
Mooring OOIBARCODE | Ref Des | Serial Number | Deployment Number | Anchor Launch Date | Anchor Launch Time | Recover Date | Latitude | Longitude | Water Depth | Cruise Number | Notes
N00221 | GI01SUMO | GI01SUMO-00002 | 2 | 2015-08-15 | 19:22 |  | 59° 56.615' N | 39° 34.423' W | 2668 | AT-30-01 |  | 59.9436 | -39.5737

## Asset_Cal_Info
Ref Des | Mooring OOIBARCODE | Mooring Serial Number | Deployment Number | Sensor OOIBARCODE | Sensor Serial Number | Calibration Cofficient Name | Calibration Cofficient Value | Notes
GI01SUMO-SBD11-01-MOPAK0000 | N00221 | GI01SUMO-00002 | 2 | R00045 | GI01SUMO-00002-MOPAK |  |  | No Calibration Coefficient
GI01SUMO-SBD11-03-HYDGN0000 | N00221 | GI01SUMO-00002 | 2 | R00046 | GI01SUMO-00002-HYDGN1 |  |  | The serial number used here is bogus, pending identification of the real serial number.
GI01SUMO-SBD12-03-HYDGN0000 | N00221 | GI01SUMO-00002 | 2 | R00047 | GI01SUMO-00002-HYDGN2 |  |  | The serial number used here is bogus, pending identification of the real serial number.
GI01SUMO-SBD11-06-METBKA000 | N00221 | GI01SUMO-00002 | 2 | N00743 | LGR021 | CC_lat | 59.9436 | 59.9436
GI01SUMO-SBD11-06-METBKA000 | N00221 | GI01SUMO-00002 | 2 | N00743 | LGR021 | CC_lon | -39.5737 | -39.5737
GI01SUMO-SBD11-06-METBKA000 | N00221 | GI01SUMO-00002 | 2 | N00743 | LGR021 | CC_depth_of_conductivity_and_temperature_measurements_m | 1.37
GI01SUMO-SBD11-06-METBKA000 | N00221 | GI01SUMO-00002 | 2 | N00743 | LGR021 | CC_height_of_air_humidity_measurement_m | 5.21
GI01SUMO-SBD11-06-METBKA000 | N00221 | GI01SUMO-00002 | 2 | N00743 | LGR021 | CC_height_of_air_temperature_measurement_m | 5.21
GI01SUMO-SBD11-06-METBKA000 | N00221 | GI01SUMO-00002 | 2 | N00743 | LGR021 | CC_height_of_windspeed_sensor_above_sealevel_m | 5.74
GI01SUMO-SBD11-06-METBKA000 | N00221 | GI01SUMO-00002 | 2 | N00743 | LGR021 | CC_jcool | 1 | Constant
GI01SUMO-SBD11-06-METBKA000 | N00221 | GI01SUMO-00002 | 2 | N00743 | LGR021 | CC_jwarm | 1 | Constant
GI01SUMO-SBD11-06-METBKA000 | N00221 | GI01SUMO-00002 | 2 | N00743 | LGR021 | CC_zinvpbl | 600 | Constant
GI01SUMO-SBD12-06-METBKA000 | N00221 | GI01SUMO-00002 | 2 | N00744 | LGR019 | CC_lat | 59.9436
GI01SUMO-SBD12-06-METBKA000 | N00221 | GI01SUMO-00002 | 2 | N00744 | LGR019 | CC_lon | -39.5737
GI01SUMO-SBD12-06-METBKA000 | N00221 | GI01SUMO-00002 | 2 | N00744 | LGR019 | CC_depth_of_conductivity_and_temperature_measurements_m | 1.23
GI01SUMO-SBD12-06-METBKA000 | N00221 | GI01SUMO-00002 | 2 | N00744 | LGR019 | CC_height_of_air_humidity_measurement_m | 5.21
GI01SUMO-SBD12-06-METBKA000 | N00221 | GI01SUMO-00002 | 2 | N00744 | LGR019 | CC_height_of_air_temperature_measurement_m | 5.21
GI01SUMO-SBD12-06-METBKA000 | N00221 | GI01SUMO-00002 | 2 | N00744 | LGR019 | CC_height_of_windspeed_sensor_above_sealevel_m | 5.74
GI01SUMO-SBD12-06-METBKA000 | N00221 | GI01SUMO-00002 | 2 | N00744 | LGR019 | CC_jcool | 1 | Constant
GI01SUMO-SBD12-06-METBKA000 | N00221 | GI01SUMO-00002 | 2 | N00744 | LGR019 | CC_jwarm | 1 | Constant
GI01SUMO-SBD12-06-METBKA000 | N00221 | GI01SUMO-00002 | 2 | N00744 | LGR019 | CC_zinvpbl | 600 | Constant
GI01SUMO-SBD11-04-DOSTAD000 | N00221 | GI01SUMO-00002 | 2 | N00505 | 456 | CC_lat | 59.9436 | On Buoy bottom Use CTD data from GI01SUMO-SBD11-06-METBKA000 or GI01SUMO-SBD12-06-METBKA000.
GI01SUMO-SBD11-04-DOSTAD000 | N00221 | GI01SUMO-00002 | 2 | N00505 | 456 | CC_lon | -39.5737
GI01SUMO-SBD11-04-DOSTAD000 | N00221 | GI01SUMO-00002 | 2 | N00505 | 456 | CC_csv | [2.88098E-03,1.21967E-04,2.52162E-06,2.30562E02,-3.18661E-01,-5.83715E01,4.54062E00]
GI01SUMO-SBD11-04-DOSTAD000 | N00221 | GI01SUMO-00002 | 2 | N00505 | 456 | CC_ct_depth
GI01SUMO-RID16-06-DOSTAD000 | N00221 | GI01SUMO-00002 | 2 | N00504 | 457 | CC_lat | 59.9436 | On NSIF Use CTD data from GI01SUMO-RID16-03-CTDBPF000.
GI01SUMO-RID16-06-DOSTAD000 | N00221 | GI01SUMO-00002 | 2 | N00504 | 457 | CC_lon | -39.5737
GI01SUMO-RID16-06-DOSTAD000 | N00221 | GI01SUMO-00002 | 2 | N00504 | 457 | CC_csv | [2.8770E-03,1.19846E-04,2.40996E-06,2.31567E02,-3.49107E-01,-5.38798E01,4.57406E00]
GI01SUMO-RID16-06-DOSTAD000 | N00221 | GI01SUMO-00002 | 2 | N00504 | 457 | CC_ct_depth
GI01SUMO-RII11-02-DOSTAD031 | N00221 | GI01SUMO-00002 | 2 | A01237 | 415 | CC_lat | 59.9436 | On wire rope Use CTD data from GI01SUMO-RII11-02-CTDBPP003
GI01SUMO-RII11-02-DOSTAD031 | N00221 | GI01SUMO-00002 | 2 | A01237 | 415 | CC_lon | -39.5737
GI01SUMO-RII11-02-DOSTAD031 | N00221 | GI01SUMO-00002 | 2 | A01237 | 415 | CC_csv | [2.84623E-03,1.20641E-04,2.41896E-06,2.29589E02,-3.51184-01,-5.63801E01,4.57234E0]
GI01SUMO-RII11-02-DOSTAD031 | N00221 | GI01SUMO-00002 | 2 | A01237 | 415 | CC_ct_depth
GI01SUMO-RII11-02-DOSTAD032 | N00221 | GI01SUMO-00002 | 2 | A01238 | 422 | CC_lat | 59.9436 | On wire rope Use CTD data from GI01SUMO-RII11-02-CTDBPP003
GI01SUMO-RII11-02-DOSTAD032 | N00221 | GI01SUMO-00002 | 2 | A01238 | 422 | CC_lon | -39.5737
GI01SUMO-RII11-02-DOSTAD032 | N00221 | GI01SUMO-00002 | 2 | A01238 | 422 | CC_csv | [2.80486E-03,1.17958E-04,2.45111E-06,2.29393E02,-3.97540E-01,-5.92715E01,4.54299E00]
GI01SUMO-RII11-02-DOSTAD032 | N00221 | GI01SUMO-00002 | 2 | A01238 | 422 | CC_ct_depth
GI01SUMO-RII11-02-DOSTAD033 | N00221 | GI01SUMO-00002 | 2 | A01299 | 439 | CC_lat | 59.9436 | On wire rope
GI01SUMO-RII11-02-DOSTAD033 | N00221 | GI01SUMO-00002 | 2 | A01299 | 439 | CC_lon | -39.5737
GI01SUMO-RII11-02-DOSTAD033 | N00221 | GI01SUMO-00002 | 2 | A01299 | 439 | CC_csv | [2.83434E-03,1.21349E-04,2.36168E-06,2.28436E02,-3.16630E-01,-5.88967E01,4.55822E00]
GI01SUMO-RII11-02-DOSTAD033 | N00221 | GI01SUMO-00002 | 2 | A01299 | 439 | CC_ct_depth
GI01SUMO-SBD11-05-SPKIRB000 | N00221 | GI01SUMO-00002 | 2 | A01530 | 288 | CC_immersion_factor | [1.368,1.41,1.365,1.354,1.372,1.322,1.347] | On tower
GI01SUMO-SBD11-05-SPKIRB000 | N00221 | GI01SUMO-00002 | 2 | A01530 | 288 | CC_offset | [2148864960.7, 2147194137.9, 2147356371, 2147161921.7, 2147354603.7, 2147670573.6, 2147151484.9]
GI01SUMO-SBD11-05-SPKIRB000 | N00221 | GI01SUMO-00002 | 2 | A01530 | 288 | CC_scale | [0.000000206539842069, 0.000000201160517383, 0.000000205005300828, 0.000000214881786226, 0.000000203118069205, 0.000000218217279917, 0.000000196557575216]
GI01SUMO-RID16-08-SPKIRB000 | N00221 | GI01SUMO-00002 | 2 | A00978 | 275 | CC_immersion_factor | [1.368,1.41,1.365,1.354,1.372,1.322,1.347] | on NSIF
GI01SUMO-RID16-08-SPKIRB000 | N00221 | GI01SUMO-00002 | 2 | A00978 | 275 | CC_offset | [2147733827.0, 2147373526.9, 2147629923.3, 2147741460.9, 2147783225.7, 2147311161.4, 2147509990.2]
GI01SUMO-RID16-08-SPKIRB000 | N00221 | GI01SUMO-00002 | 2 | A00978 | 275 | CC_scale | [0.000000206810746262, 0.00000019814906007, 0.000000209611879245, 0.000000213083889627, 0.000000216215377455, 0.000000208571910602, 0.000000209160309108]
GI01SUMO-SBD11-08-NUTNRB000 | N00221 | GI01SUMO-00002 | 2 | A01492 | 274 | CC_lower_wavelength_limit_for_spectra_fit | 217 | On Buoy bottom Constant
GI01SUMO-RID16-07-NUTNRB000 | N00221 | GI01SUMO-00002 | 2 | A01492 | 274 | CC_upper_wavelength_limit_for_spectra_fit | 240 | Constant
GI01SUMO-RID16-07-NUTNRB000 | N00221 | GI01SUMO-00002 | 2 | A01492 | 274 | CC_cal_temp | 20.02
GI01SUMO-RID16-07-NUTNRB000 | N00221 | GI01SUMO-00002 | 2 | A01492 | 274 | CC_wl | [188.59, 189.4, 190.2, 191, 191.8, 192.61, 193.41, 194.21, 195.01, 195.82, 196.62, 197.42, 198.23, 199.03, 199.84, 200.64, 201.45, 202.25, 203.06, 203.86, 204.67, 205.47, 206.28, 207.08, 207.89, 208.7, 209.5, 210.31, 211.12, 211.92, 212.73, 213.54, 214.34, 215.15, 215.96, 216.77, 217.57, 218.38, 219.19, 220, 220.81, 221.62, 222.42, 223.23, 224.04, 224.85, 225.66, 226.47, 227.28, 228.09, 228.9, 229.71, 230.52, 231.33, 232.14, 232.95, 233.76, 234.57, 235.38, 236.19, 237, 237.81, 238.62, 239.44, 240.25, 241.06, 241.87, 242.68, 243.49, 244.3, 245.12, 245.93, 246.74, 247.55, 248.36, 249.18, 249.99, 250.8, 251.61, 252.42, 253.24, 254.05, 254.86, 255.67, 256.49, 257.3, 258.11, 258.93, 259.74, 260.55, 261.36, 262.18, 262.99, 263.8, 264.62, 265.43, 266.24, 267.06, 267.87, 268.68, 269.49, 270.31, 271.12, 271.93, 272.75, 273.56, 274.37, 275.19, 276, 276.81, 277.63, 278.44, 279.25, 280.07, 280.88, 281.69, 282.51, 283.32, 284.14, 284.95, 285.76, 286.58, 287.39, 288.2, 289.01, 289.83, 290.64, 291.45, 292.27, 293.08, 293.89, 294.71, 295.52, 296.33, 297.15, 297.96, 298.77, 299.58, 300.4, 301.21, 302.02, 302.84, 303.65, 304.46, 305.27, 306.09, 306.9, 307.71, 308.52, 309.33, 310.15, 310.96, 311.77, 312.58, 313.39, 314.21, 315.02, 315.83, 316.64, 317.45, 318.26, 319.07, 319.89, 320.7, 321.51, 322.32, 323.13, 323.94, 324.75, 325.56, 326.37, 327.18, 327.99, 328.8, 329.61, 330.42, 331.23, 332.04, 332.85, 333.66, 334.47, 335.28, 336.08, 336.89, 337.7, 338.51, 339.32, 340.13, 340.94, 341.74, 342.55, 343.36, 344.17, 344.97, 345.78, 346.59, 347.39, 348.2, 349.01, 349.81, 350.62, 351.43, 352.23, 353.04, 353.84, 354.65, 355.45, 356.26, 357.06, 357.87, 358.67, 359.48, 360.28, 361.09, 361.89, 362.69, 363.5, 364.3, 365.1, 365.9, 366.71, 367.51, 368.31, 369.11, 369.92, 370.72, 371.52, 372.32, 373.12, 373.92, 374.72, 375.52, 376.32, 377.12, 377.92, 378.72, 379.52, 380.32, 381.12, 381.92, 382.71, 383.51, 384.31, 385.11, 385.9, 386.7, 387.5, 388.29, 389.09, 389.89, 390.68, 391.48, 392.27, 393.07, 393.86, 394.66]
GI01SUMO-RID16-07-NUTNRB000 | N00221 | GI01SUMO-00002 | 2 | A01492 | 274 | CC_eno3 | [0.0127589, 0.00072513, 0.01820272, -0.0040847, 0.01801018, 0.00909531, 0.00161677, 0.00358295, -0.00092511, -0.0072789, -0.00027954, 0.00322827, 0.01887511, -0.00026947, 0.01511951, 0.01011159, 0.00201765, 0.00295194, 0.00708428, 0.00217345, 0.00241547, 0.00132359, -0.00061579, 0.00088656, 0.00250663, 0.00279062, 0.00562977, 0.00641493, 0.00657706, 0.00655862, 0.00632811, 0.00614684, 0.00583398, 0.00548055, 0.0051496, 0.00480864, 0.00446149, 0.00410939, 0.0037731, 0.00345731, 0.00313979, 0.00284231, 0.00255989, 0.00229418, 0.00204154, 0.0018143, 0.00160204, 0.00139739, 0.00120755, 0.00104589, 0.0008962, 0.00076552, 0.0006454, 0.00053902, 0.00045943, 0.00037862, 0.00030599, 0.00025228, 0.00020365, 0.00016165, 0.00012076, 0.00009112, 0.00006632, 0.00004456, 0.00002843, 0.00002287, 0.00000966, 0.00000884, -0.00000364, -0.00001094, -0.00000583, -0.0000106, -0.00000748, -0.00001459, -0.00001556, -0.0000111, -0.00001497, -0.00000759, -0.00000762, -0.00000317, -0.00000515, -0.00000043, -0.00000155, 0.0000017, 0.00000702, 0.00000073, 0.00001437, 0.00001453, 0.00001206, 0.00001237, 0.0000242, 0.00002412, 0.00003418, 0.00002666, 0.00003118, 0.00002456, 0.00003797, 0.00003592, 0.00004437, 0.00005252, 0.00005675, 0.00005383, 0.00005716, 0.00006837, 0.00006599, 0.00006523, 0.00006183, 0.00007149, 0.00007411, 0.00007784, 0.00008225, 0.0000904, 0.00008252, 0.0000987, 0.00009813, 0.00009962, 0.0001022, 0.00011434, 0.00013462, 0.00012022, 0.00012327, 0.0001157, 0.00012737, 0.00012038, 0.00012493, 0.00014595, 0.00014145, 0.00014172, 0.00014274, 0.00015802, 0.00017148, 0.00015956, 0.00015521, 0.00015677, 0.00016571, 0.00017684, 0.00017575, 0.00017867, 0.00018706, 0.00018303, 0.00018518, 0.00018381, 0.00019256, 0.00019198, 0.00019501, 0.0002097, 0.00020251, 0.00020829, 0.00021469, 0.00022564, 0.00021658, 0.00020635, 0.0002213, 0.00022088, 0.0002263, 0.00022922, 0.00024613, 0.00024052, 0.00023901, 0.00024192, 0.00024637, 0.00024359, 0.00024808, 0.00025104, 0.00026674, 0.00027581, 0.00027757, 0.00028973, 0.00028081, 0.00029535, 0.00027974, 0.00029482, 0.00028882, 0.00030904, 0.00029587, 0.00030677, 0.00033697, 0.00031405, 0.00032941, 0.00034019, 0.00033021, 0.00030088, 0.00032877, 0.00029517, 0.00032797, 0.00033599, 0.00033244, 0.000342, 0.00033973, 0.00033416, 0.00034694, 0.00035529, 0.00036691, 0.00034967, 0.00037266, 0.00037632, 0.0003882, 0.00040701, 0.00038047, 0.00038568, 0.0003977, 0.00039785, 0.00041329, 0.00040302, 0.00042889, 0.00039949, 0.00043067, 0.00039412, 0.00042536, 0.00042009, 0.00046204, 0.0004287, 0.00040924, 0.00044626, 0.00043203, 0.00043729, 0.00043001, 0.00042438, 0.00045523, 0.00046067, 0.00044571, 0.00043226, 0.00045855, 0.00044668, 0.00048804, 0.00048842, 0.00050723, 0.00049263, 0.00047065, 0.00047648, 0.00049608, 0.00047456, 0.00045677, 0.00049353, 0.00049481, 0.00049093, 0.00051991, 0.00053191, 0.00050163, 0.00048335, 0.00048638, 0.00049521, 0.00057806, 0.00053474, 0.0005448, 0.00051741, 0.00055889, 0.00055957, 0.00059939, 0.0005739, 0.00060127, 0.00057473, 0.00057488, 0.00056492, 0.00056527, 0.00056861]
GI01SUMO-RID16-07-NUTNRB000 | N00221 | GI01SUMO-00002 | 2 | A01492 | 274 | CC_eswa | [0.00646275, 0.01130683, 0.01861465, 0.0150143, 0.00679264, 0.00172146, 0.00285659, -0.0026386, 0.00065356, 0.0073256, -0.00224326, 0.00122298, -0.00047495, 0.00800865, 0.01903686, 0.0294297, 0.04274142, 0.05062281, 0.05434044, 0.06043663, 0.06160828, 0.06506739, 0.06416063, 0.06210997, 0.05957881, 0.05385008, 0.04633102, 0.03976468, 0.03332318, 0.02766736, 0.02263089, 0.0183568, 0.01477727, 0.01180877, 0.0093693, 0.00740063, 0.00580985, 0.00455283, 0.00355717, 0.00278466, 0.00216856, 0.00169209, 0.0013155, 0.00102955, 0.00081281, 0.00063754, 0.00049912, 0.00040156, 0.00031991, 0.00026013, 0.00020611, 0.00017094, 0.00014355, 0.0001228, 0.00009166, 0.00007967, 0.00007469, 0.00006043, 0.00005293, 0.00003545, 0.00003086, 0.00003348, 0.00001727, 0.00001666, 0.00001398, 0.00000709, 0.00000187, -0.00000488, 0.00000156, -0.00000228, -0.00000904, -0.00000991, -0.00001097, -0.00000326, -0.00000055, -0.00000469, 0.00000265, -0.00000044, 0.00000779, 0.00000004, 0.00001062, 0.00000014, 0.00001291, -0.00000313, -0.00000614, -0.00000526, -0.00000462, -0.00000417, 0.00001069, 0.00001064, -0.00000025, 0.00002617, 0.00000844, 0.00003522, 0.00002897, 0.0000332, 0.00003322, 0.00004241, 0.000037, 0.000029, 0.00003152, 0.00003431, 0.00004192, 0.00003055, 0.00004191, 0.00003893, 0.00004761, 0.00004143, 0.00004553, 0.00005201, 0.00005428, 0.00005071, 0.00005853, 0.00004761, 0.00005897, 0.00005727, 0.00006547, 0.00006826, 0.00006017, 0.00006184, 0.00007095, 0.00008115, 0.00007254, 0.00009278, 0.00008889, 0.00007551, 0.00009161, 0.00009355, 0.0001106, 0.00009988, 0.00008489, 0.00009443, 0.00009669, 0.00011498, 0.00012598, 0.00010244, 0.00011722, 0.00010413, 0.00012898, 0.00012646, 0.00012413, 0.00013718, 0.00014112, 0.00013232, 0.00014495, 0.00013342, 0.00015163, 0.00016229, 0.00015457, 0.00015264, 0.00017281, 0.00018425, 0.00017624, 0.00018707, 0.000187, 0.00017668, 0.0001861, 0.00018424, 0.00018553, 0.00020707, 0.00021109, 0.00022673, 0.00022203, 0.0002224, 0.00022061, 0.00022939, 0.00021894, 0.0002361, 0.00025735, 0.00024592, 0.0002544, 0.00027529, 0.0002822, 0.00025542, 0.00025737, 0.00027025, 0.0002364, 0.00028725, 0.00026799, 0.00027234, 0.00028623, 0.0003135, 0.00031346, 0.00034526, 0.00029932, 0.00032987, 0.00032064, 0.00034502, 0.00035548, 0.00036049, 0.00033177, 0.00033252, 0.00033124, 0.00033562, 0.00035189, 0.00032062, 0.00034089, 0.00035742, 0.00038436, 0.00037252, 0.0003853, 0.00041476, 0.00038187, 0.00039891, 0.00035942, 0.00039953, 0.00037663, 0.0004064, 0.00039607, 0.00042383, 0.00037737, 0.00039025, 0.00046295, 0.00042044, 0.00042914, 0.00046392, 0.00048168, 0.00049309, 0.0004823, 0.00049592, 0.00047147, 0.0004646, 0.00050147, 0.00048052, 0.00045856, 0.00053661, 0.00049425, 0.00051688, 0.00054033, 0.00050525, 0.00052351, 0.00054521, 0.00055598, 0.00054658, 0.00058126, 0.00052926, 0.00053987, 0.00052238, 0.00051028, 0.00059364, 0.00059575, 0.00056989, 0.00061021, 0.00060488, 0.00066948, 0.0006304, 0.00061266, 0.00066028, 0.00065392, 0.00060341, 0.00067661, 0.00063697, 0.00057584, 0.00062157, 0.00059645, 0.0006009]
GI01SUMO-RID16-07-NUTNRB000 | N00221 | GI01SUMO-00002 | 2 | A01492 | 274 | CC_di | [34, 27, 47, 39, 47, 45, 40, 34, 36, 38, 28, 33, 35, 59, 145, 377, 982, 2075, 3646, 5586, 7657, 9664, 11441, 12898, 14060, 14940, 15665, 16327, 16929, 17733, 18611, 19653, 20921, 22413, 24154, 26197, 28434, 30861, 33432, 36007, 38367, 40359, 41846, 42705, 42873, 42335, 41295, 39916, 38338, 36746, 35317, 34105, 33151, 32489, 32110, 32003, 32133, 32437, 29025, 32245, 34623, 35633, 36819, 38147, 39575, 41027, 42432, 43782, 44945, 45744, 46177, 46148, 45615, 44610, 43117, 41274, 39191, 36953, 34717, 32565, 30521, 28608, 26941, 25418, 24084, 22917, 21917, 21099, 20414, 19841, 19407, 19145, 18929, 18867, 18899, 19036, 19282, 19607, 19991, 20441, 20929, 21393, 21869, 22305, 22638, 22885, 22991, 22934, 22738, 22387, 21915, 21307, 20615, 19848, 19085, 18296, 17553, 16846, 16176, 15561, 15021, 14530, 14118, 13769, 13483, 13254, 13099, 12977, 12924, 12889, 12900, 12953, 13041, 13159, 13314, 13469, 13681, 13885, 14130, 14371, 14641, 14899, 15182, 15437, 15706, 15951, 16209, 16415, 16590, 16734, 16841, 16904, 16920, 16865, 16771, 16617, 16397, 16160, 15696, 15507, 15194, 14829, 14439, 14049, 13649, 13251, 12850, 12468, 12085, 11664, 11251, 10862, 10497, 10118, 9781, 9487, 9194, 8931, 8696, 8487, 8305, 8137, 7992, 7854, 7709, 7588, 7464, 7360, 7245, 7135, 7021, 6917, 6828, 6745, 6690, 6609, 6562, 6508, 6462, 6407, 6385, 6361, 6331, 6312, 6284, 6277, 6254, 6243, 6234, 6229, 6198, 6177, 6180, 6142, 6105, 6082, 6045, 5990, 5948, 5904, 5837, 5760, 5690, 5571, 5452, 5345, 5219, 5108, 5000, 4887, 4790, 4689, 4609, 4526, 4444, 4357, 4278, 4173, 4071, 3967, 3873, 3772, 3707, 3622, 3561, 3490, 3436, 3398, 3353, 3294, 3271, 3234, 3198, 3170, 3090, 3090]
GI01SUMO-RID16-07-NUTNRB000 | N00221 | GI01SUMO-00002 | 2 | A01143 | 271 | CC_lower_wavelength_limit_for_spectra_fit | 217 | On NSIF Constant
GI01SUMO-RID16-07-NUTNRB000 | N00221 | GI01SUMO-00002 | 2 | A01143 | 271 | CC_upper_wavelength_limit_for_spectra_fit | 240 | Constant
GI01SUMO-RID16-07-NUTNRB000 | N00221 | GI01SUMO-00002 | 2 | A01143 | 271 | CC_cal_temp | 19.98
GI01SUMO-RID16-07-NUTNRB000 | N00221 | GI01SUMO-00002 | 2 | A01143 | 271 | CC_wl | [189.18, 189.97, 190.77, 191.57, 192.37, 193.16, 193.96, 194.76, 195.56, 196.36, 197.15, 197.95, 198.75, 199.55, 200.35, 201.15, 201.95, 202.75, 203.54, 204.34, 205.14, 205.94, 206.74, 207.54, 208.34, 209.14, 209.94, 210.74, 211.54, 212.34, 213.14, 213.94, 214.74, 215.54, 216.34, 217.15, 217.95, 218.75, 219.55, 220.35, 221.15, 221.95, 222.75, 223.55, 224.36, 225.16, 225.96, 226.76, 227.56, 228.36, 229.17, 229.97, 230.77, 231.57, 232.37, 233.18, 233.98, 234.78, 235.58, 236.38, 237.19, 237.99, 238.79, 239.59, 240.4, 241.2, 242, 242.8, 243.61, 244.41, 245.21, 246.01, 246.82, 247.62, 248.42, 249.22, 250.03, 250.83, 251.63, 252.44, 253.24, 254.04, 254.84, 255.65, 256.45, 257.25, 258.05, 258.86, 259.66, 260.46, 261.26, 262.07, 262.87, 263.67, 264.47, 265.28, 266.08, 266.88, 267.68, 268.49, 269.29, 270.09, 270.89, 271.7, 272.5, 273.3, 274.1, 274.9, 275.71, 276.51, 277.31, 278.11, 278.91, 279.71, 280.52, 281.32, 282.12, 282.92, 283.72, 284.52, 285.32, 286.13, 286.93, 287.73, 288.53, 289.33, 290.13, 290.93, 291.73, 292.53, 293.33, 294.13, 294.93, 295.73, 296.53, 297.33, 298.13, 298.93, 299.73, 300.53, 301.33, 302.13, 302.93, 303.73, 304.53, 305.33, 306.13, 306.93, 307.73, 308.52, 309.32, 310.12, 310.92, 311.72, 312.51, 313.31, 314.11, 314.91, 315.7, 316.5, 317.3, 318.1, 318.89, 319.69, 320.49, 321.28, 322.08, 322.87, 323.67, 324.47, 325.26, 326.06, 326.85, 327.65, 328.44, 329.24, 330.03, 330.83, 331.62, 332.41, 333.21, 334, 334.79, 335.59, 336.38, 337.17, 337.97, 338.76, 339.55, 340.34, 341.14, 341.93, 342.72, 343.51, 344.3, 345.09, 345.88, 346.67, 347.46, 348.26, 349.05, 349.83, 350.62, 351.41, 352.2, 352.99, 353.78, 354.57, 355.36, 356.15, 356.93, 357.72, 358.51, 359.29, 360.08, 360.87, 361.65, 362.44, 363.23, 364.01, 364.8, 365.58, 366.37, 367.15, 367.94, 368.72, 369.5, 370.29, 371.07, 371.85, 372.64, 373.42, 374.2, 374.98, 375.77, 376.55, 377.33, 378.11, 378.89, 379.67, 380.45, 381.23, 382.01, 382.79, 383.57, 384.35, 385.13, 385.9, 386.68, 387.46, 388.24, 389.01, 389.79, 390.57, 391.34, 392.12]
GI01SUMO-RID16-07-NUTNRB000 | N00221 | GI01SUMO-00002 | 2 | A01143 | 271 | CC_eno3 | [-0.00977088, -0.00026268, 0.01364784, -0.01634308, 0.02984919, 0.02672865, -0.0033714, 0.00605033, -0.00464429, -0.02576879, 0.00322143, -0.00023318, -0.0030788, 0.00268538, -0.00577053, -0.00545284, -0.00140401, 0.00630738, -0.00214166, 0.00451685, 0.00177293, 0.00413915, 0.0055052, 0.00676587, 0.00664444, 0.00705153, 0.00705375, 0.00699579, 0.00669404, 0.00637653, 0.00613214, 0.00579755, 0.005507, 0.00516202, 0.00483058, 0.00450598, 0.00417321, 0.00384325, 0.00354032, 0.00323395, 0.00293388, 0.00265392, 0.00238421, 0.00213276, 0.00188902, 0.00166611, 0.00145733, 0.00127734, 0.00110693, 0.0009468, 0.00081024, 0.00068473, 0.00057166, 0.00047805, 0.00040493, 0.00032846, 0.0002794, 0.00022427, 0.00017525, 0.00013686, 0.00010845, 0.00008411, 0.0000641, 0.00005418, 0.00003244, 0.00002302, 0.00000963, 0.00000882, 0.00000052, -0.00000696, -0.00001008, -0.00000866, -0.00001419, -0.00001356, -0.00002198, -0.00001404, -0.00001682, -0.00001033, -0.00001158, -0.00000699, -0.0000104, 0.00000905, 0.00000924, 0.00000581, 0.00001331, 0.00000418, 0.0000104, 0.00000958, 0.0000096, 0.00001658, 0.00002496, 0.00002125, 0.00002685, 0.00003516, 0.00003568, 0.00003579, 0.00003775, 0.00003718, 0.00004307, 0.00004726, 0.00004658, 0.00005161, 0.00006173, 0.00005878, 0.00006134, 0.00006482, 0.00006924, 0.00007099, 0.00007694, 0.00008017, 0.00008478, 0.00008633, 0.00008544, 0.00008226, 0.00009838, 0.00009124, 0.00009687, 0.0000937, 0.00009471, 0.00011826, 0.00010874, 0.00010719, 0.00012663, 0.00010844, 0.0001236, 0.00012163, 0.00011904, 0.0001183, 0.00015652, 0.00013438, 0.00013926, 0.00014842, 0.00013723, 0.00014884, 0.00015279, 0.00015117, 0.00016044, 0.0001679, 0.00016273, 0.00016335, 0.00016668, 0.00017293, 0.00017289, 0.0001758, 0.00018185, 0.00018626, 0.00018693, 0.00018479, 0.000189, 0.00019356, 0.00019176, 0.00019539, 0.00020015, 0.00020352, 0.00020836, 0.0002002, 0.00020916, 0.00021346, 0.00022008, 0.00021793, 0.00022515, 0.00022809, 0.0002289, 0.00022837, 0.00022549, 0.00024112, 0.00023673, 0.00024186, 0.00023886, 0.00024903, 0.0002467, 0.00024357, 0.00025364, 0.00025743, 0.00026063, 0.00026151, 0.00026703, 0.00027145, 0.00027402, 0.00028035, 0.00028423, 0.00028022, 0.00028928, 0.00027697, 0.00029766, 0.00028838, 0.00029562, 0.0002923, 0.00029599, 0.00030691, 0.00029978, 0.00031448, 0.00031974, 0.0003131, 0.0003198, 0.00032051, 0.00032495, 0.0003196, 0.00033084, 0.00034367, 0.00033068, 0.00034038, 0.00034858, 0.00033486, 0.00036114, 0.00034671, 0.00035261, 0.00035328, 0.00035244, 0.00036282, 0.00036272, 0.00036711, 0.00037747, 0.00037517, 0.00037438, 0.00037358, 0.00037497, 0.00037412, 0.0003679, 0.00036915, 0.00038128, 0.00038649, 0.00039178, 0.00039389, 0.00039521, 0.00041379, 0.00041364, 0.00041251, 0.00041383, 0.00042315, 0.00041899, 0.000408, 0.00042216, 0.00041446, 0.00043596, 0.00042305, 0.000439, 0.00043178, 0.00043777, 0.00045755, 0.0004608, 0.00045748, 0.00047181, 0.00046607, 0.00045995, 0.00047472, 0.00048628, 0.0004834, 0.00049142, 0.00048224, 0.00049152, 0.00048443, 0.00048105, 0.00050054, 0.00051535, 0.00051823]
GI01SUMO-RID16-07-NUTNRB000 | N00221 | GI01SUMO-00002 | 2 | A01143 | 271 | CC_eswa | [0.02623078, 0.00307409, 0.01158971, 0.0247778, 0.01126449, 0.01694444, 0.01752156, 0.00470327, 0.01906308, 0.04221774, 0.01655985, 0.03635671, 0.04437151, 0.05191765, 0.07860662, 0.07248934, 0.07740415, 0.08054293, 0.08210633, 0.07956573, 0.07986747, 0.0734294, 0.06814571, 0.06269964, 0.0545606, 0.04628339, 0.03920692, 0.0325995, 0.02686499, 0.02207265, 0.01797176, 0.01451791, 0.01167934, 0.00934559, 0.00743096, 0.00589644, 0.00466965, 0.00368243, 0.00289315, 0.00227066, 0.00176509, 0.00138323, 0.0010839, 0.00083857, 0.00065827, 0.00051795, 0.00040682, 0.0003217, 0.00025331, 0.00021638, 0.00017155, 0.0001498, 0.00012084, 0.00010584, 0.00009298, 0.00007543, 0.00006084, 0.00005016, 0.00004646, 0.00003276, 0.00003113, 0.00002229, 0.00001126, 0.00001222, 0.00001338, 0.00000307, 0.00000447, -0.00000384, -0.00001016, 0.00000443, -0.00000193, -0.00000867, 0.00000215, 0.00000356, 0.00000378, 0.00000102, 0.00000499, -0.00000783, -0.00000576, -0.00001109, -0.00000391, -0.00000845, -0.00000267, -0.00000155, 0.00000246, 0.0000081, -0.0000035, 0.00000865, 0.0000093, 0.00000181, 0.0000077, 0.00002805, 0.00001408, 0.00000895, 0.00002082, 0.00001924, 0.00001018, 0.00002678, 0.00001122, 0.00002506, 0.00003575, 0.00003324, 0.00002205, 0.00003094, 0.00003277, 0.00002909, 0.00003822, 0.0000431, 0.00003156, 0.00003738, 0.00004824, 0.00004095, 0.00005565, 0.00006327, 0.00004958, 0.00006039, 0.00005636, 0.00005897, 0.00008121, 0.00005889, 0.00005828, 0.00007188, 0.00005752, 0.0000656, 0.00007792, 0.00007756, 0.00006976, 0.00007938, 0.0000965, 0.00006619, 0.00008513, 0.0000765, 0.00009858, 0.00008264, 0.00009381, 0.00010338, 0.00011083, 0.00011632, 0.00012062, 0.00011737, 0.00012914, 0.00011816, 0.00013273, 0.00012941, 0.00012505, 0.00012894, 0.00012516, 0.00013686, 0.00013866, 0.0001549, 0.00015027, 0.0001596, 0.00017287, 0.00016804, 0.0001723, 0.00018997, 0.00018382, 0.00019017, 0.0001827, 0.00018762, 0.00018774, 0.00019362, 0.00020357, 0.00019833, 0.00021649, 0.00020866, 0.00021978, 0.00022553, 0.00023083, 0.00022767, 0.00024024, 0.00025781, 0.00023456, 0.00024027, 0.00025776, 0.00024897, 0.00027211, 0.00025764, 0.00025516, 0.0002624, 0.00027838, 0.0002685, 0.00027429, 0.00028099, 0.00026368, 0.0002886, 0.00029625, 0.0002962, 0.00029606, 0.00030895, 0.00030351, 0.000321, 0.00031895, 0.00031682, 0.00031641, 0.0003351, 0.00032648, 0.0003361, 0.00033381, 0.00032604, 0.00034303, 0.00034986, 0.00033748, 0.00035353, 0.00036406, 0.00036089, 0.00035957, 0.00038733, 0.00036785, 0.00036746, 0.00038874, 0.0003784, 0.00036899, 0.00039111, 0.00038615, 0.00039114, 0.00042806, 0.00041758, 0.00041618, 0.0004389, 0.00043377, 0.00041323, 0.00042965, 0.00044627, 0.00043477, 0.0004407, 0.00044567, 0.00044133, 0.00048142, 0.00048159, 0.00047386, 0.00049165, 0.00047188, 0.00048059, 0.00049309, 0.00050333, 0.00048068, 0.0004995, 0.00052376, 0.00049113, 0.00048844, 0.00050277, 0.00048496, 0.00051192, 0.00053695, 0.00050979, 0.00051503, 0.00052619, 0.00052718, 0.0005356, 0.00056082, 0.00052214, 0.00055679, 0.00057477, 0.00054607, 0.00055014]
GI01SUMO-RID16-07-NUTNRB000 | N00221 | GI01SUMO-00002 | 2 | A01143 | 271 | CC_di | [38, 38, 45, 34, 39, 45, 47, 37, 44, 51, 40, 98, 300, 904, 2418, 5318, 9558, 14457, 18898, 22070, 23902, 24702, 24895, 24872, 24804, 24905, 25207, 25806, 26701, 27940, 29478, 31320, 33452, 35736, 38154, 40459, 42508, 44121, 45068, 45306, 44762, 43556, 41799, 39796, 37693, 35679, 33928, 32456, 31296, 30464, 29944, 29756, 29842, 30169, 30763, 31576, 32577, 33759, 35146, 36618, 38233, 39882, 41475, 43023, 44360, 45372, 46002, 46188, 45811, 45064, 43816, 42158, 40309, 38302, 36253, 34236, 32353, 30562, 28967, 27531, 26298, 25213, 24301, 23526, 22902, 22395, 22038, 21832, 21710, 21716, 21845, 22089, 22433, 22874, 23406, 24019, 24674, 25373, 26049, 26717, 27315, 27804, 28139, 28303, 28304, 28103, 27719, 27191, 26512, 25728, 24897, 24030, 23170, 22359, 21578, 20863, 20212, 19644, 19174, 18762, 18426, 18183, 18006, 17906, 17899, 17944, 18044, 18239, 18531, 18815, 19207, 19639, 20122, 20639, 21218, 21812, 22455, 23135, 23822, 24509, 25240, 25918, 26625, 27290, 27922, 28531, 29052, 29503, 29905, 30225, 30385, 30478, 30482, 30355, 30138, 29820, 29427, 28971, 28426, 27867, 27283, 26677, 26087, 25466, 24862, 24234, 23637, 22985, 22350, 21734, 21151, 20586, 20011, 19486, 19032, 18588, 18210, 17822, 17460, 17154, 16885, 16598, 16359, 16122, 15900, 15709, 15537, 15351, 15183, 15055, 14931, 14810, 14698, 14579, 14514, 14476, 14432, 14392, 14375, 14333, 14339, 14348, 14355, 14390, 14427, 14440, 14482, 14511, 14521, 14542, 14563, 14575, 14575, 14552, 14507, 14465, 14423, 14338, 14246, 14130, 14002, 13873, 13742, 13592, 13384, 13144, 12867, 12600, 12346, 12098, 11870, 11647, 11416, 11223, 11054, 10908, 10755, 10613, 10477, 10296, 10098, 9911, 9704, 9523, 9374, 9213, 9071, 8967, 8871, 8759, 8694, 8607, 8570, 8533, 8394, 8394]
GI01SUMO-SBD12-04-PCO2AA000 | N00221 | GI01SUMO-00002 | 2 | A01231 | 34-233-50A |  |  | No Calibration Coefficient
GI01SUMO-SBD12-05-WAVSSA000 | N00221 | GI01SUMO-00002 | 2 | A00657 | 05321 | CC_lat | 59.9436
GI01SUMO-SBD12-05-WAVSSA000 | N00221 | GI01SUMO-00002 | 2 | A00657 | 05321 | CC_lon | -39.5737
GI01SUMO-SBD12-08-FDCHPA000 | N00221 | GI01SUMO-00002 | 2 | R00048 | 144903 | CC_lat | 59.9436 | Group 5 addition.
GI01SUMO-SBD12-08-FDCHPA000 | N00221 | GI01SUMO-00002 | 2 | R00048 | 144903 | CC_lon | -39.5737
GI01SUMO-SBD12-01-OPTAAD000 | N00221 | GI01SUMO-00002 | 2 | A01332 | ACS-242 | CC_cwlngth | [400.00000000, 403.50000000, 406.90000000, 410.50000000, 413.70000000, 417.40000000, 421.40000000, 425.30000000, 429.50000000, 433.30000000, 437.10000000, 441.40000000, 445.80000000, 450.60000000, 454.80000000, 459.20000000, 463.40000000, 467.80000000, 472.90000000, 477.60000000, 482.50000000, 486.90000000, 491.60000000, 496.00000000, 500.50000000, 505.50000000, 510.20000000, 515.40000000, 520.40000000, 524.80000000, 529.40000000, 534.20000000, 538.70000000, 543.30000000, 548.00000000, 552.40000000, 557.50000000, 562.10000000, 566.90000000, 571.30000000, 575.60000000, 579.80000000, 584.40000000, 589.00000000, 593.70000000, 598.20000000, 603.00000000, 608.00000000, 612.70000000, 617.70000000, 622.00000000, 626.70000000, 631.20000000, 635.80000000, 640.30000000, 644.80000000, 649.60000000, 654.20000000, 659.00000000, 663.40000000, 667.80000000, 672.40000000, 677.00000000, 681.20000000, 685.50000000, 689.50000000, 693.70000000, 697.90000000, 701.80000000, 706.20000000, 710.20000000, 714.40000000, 718.20000000, 722.20000000, 726.50000000, 730.50000000, 734.50000000] | On Buoy bottom Use CTD data from GI01SUMO-SBD11-06-METBKA000 or GI01SUMO-SBD12-06-METBKA000.
GI01SUMO-SBD12-01-OPTAAD000 | N00221 | GI01SUMO-00002 | 2 | A01332 | ACS-242 | CC_ccwo | [ -2.09486100, -1.96930800, -1.84611900, -1.68407500, -1.55247500, -1.42264800, -1.30220600, -1.18806200, -1.07716400, -0.97397000, -0.87527000, -0.78027800, -0.69183000, -0.60703100, -0.53412100, -0.46143800, -0.39342900, -0.32729400, -0.26591100, -0.20548400, -0.15028000, -0.09645500, -0.04553800, 0.00335000, 0.04598500, 0.09052100, 0.12722100, 0.16567100, 0.19814900, 0.23158700, 0.26322700, 0.29270900, 0.32141000, 0.34816000, 0.37482400, 0.40240700, 0.42724800, 0.44952900, 0.47039100, 0.48815600, 0.50096600, 0.50910500, 0.51006900, 0.50857600, 0.49694700, 0.48117500, 0.47279500, 0.47519900, 0.48416800, 0.49474900, 0.50808300, 0.51966100, 0.53004600, 0.53946500, 0.54505000, 0.54996300, 0.55329500, 0.54758900, 0.54298300, 0.54017000, 0.54179000, 0.54714800, 0.54787000, 0.54280500, 0.53015600, 0.50496600, 0.46977400, 0.42205500, 0.36044600, 0.27708400, 0.16701500, 0.02438700, -0.14517800, -0.35875400, -0.61237100, -0.88488400, -1.14041800]
GI01SUMO-SBD12-01-OPTAAD000 | N00221 | GI01SUMO-00002 | 2 | A01332 | ACS-242 | CC_tcal | 19.9
GI01SUMO-SBD12-01-OPTAAD000 | N00221 | GI01SUMO-00002 | 2 | A01332 | ACS-242 | CC_tbins | [ 1.70235500, 2.40429200, 3.48625000, 4.43651500, 5.48735600, 6.47971000, 7.53154900, 8.46783800, 9.51808800, 10.46809500, 11.44694400, 12.45840900, 13.45612900, 14.47520000, 15.49272700, 16.49150000, 17.48166700, 18.51600000, 19.54954500, 20.48693900, 21.47250000, 22.47459500, 23.49171400, 24.48656200, 25.50172400, 26.50137900, 27.50806500, 28.50333300, 29.49321400, 30.49500000, 31.47423100, 32.49800000, 33.50826100, 34.49333300, 35.50160000, 36.72107700]
GI01SUMO-SBD12-01-OPTAAD000 | N00221 | GI01SUMO-00002 | 2 | A01332 | ACS-242 | CC_awlngth | [398.50000000, 401.90000000, 405.50000000, 408.90000000, 412.10000000, 415.70000000, 419.40000000, 423.70000000, 427.80000000, 431.50000000, 435.50000000, 439.60000000, 444.00000000, 448.80000000, 453.00000000, 457.30000000, 461.70000000, 466.10000000, 470.60000000, 475.70000000, 480.30000000, 485.20000000, 489.50000000, 494.10000000, 498.80000000, 503.30000000, 508.70000000, 513.30000000, 518.20000000, 522.90000000, 527.90000000, 532.30000000, 536.80000000, 541.30000000, 545.90000000, 550.90000000, 555.50000000, 560.30000000, 565.00000000, 569.80000000, 573.90000000, 578.30000000, 581.40000000, 585.20000000, 590.00000000, 594.70000000, 599.40000000, 604.30000000, 609.20000000, 613.70000000, 618.70000000, 623.00000000, 627.90000000, 632.40000000, 637.00000000, 641.30000000, 646.00000000, 650.70000000, 655.40000000, 660.10000000, 664.70000000, 669.00000000, 673.60000000, 677.80000000, 682.40000000, 686.30000000, 690.80000000, 694.50000000, 698.90000000, 702.80000000, 706.80000000, 710.80000000, 715.20000000, 719.20000000, 723.50000000, 727.50000000, 731.30000000]
GI01SUMO-SBD12-01-OPTAAD000 | N00221 | GI01SUMO-00002 | 2 | A01332 | ACS-242 | CC_acwo | [ -1.71060900, -1.49574000, -1.27088100, -1.10040600, -0.98209600, -0.89256400, -0.81900400, -0.75558600, -0.69783700, -0.64323300, -0.59036700, -0.53833500, -0.48784000, -0.43706200, -0.38685100, -0.33799600, -0.28923000, -0.24115200, -0.19457500, -0.14911200, -0.10486000, -0.06133300, -0.01921200, 0.02145900, 0.06047600, 0.09737100, 0.13276000, 0.16772900, 0.20324900, 0.23901600, 0.27429800, 0.30831000, 0.34129600, 0.37318800, 0.40416500, 0.43390200, 0.46321400, 0.49140200, 0.51817600, 0.54227100, 0.56280400, 0.57904500, 0.58696500, 0.59406400, 0.59423100, 0.58893900, 0.58399700, 0.58683200, 0.59978700, 0.61812200, 0.63731300, 0.65634200, 0.67483600, 0.69280400, 0.70940200, 0.72406900, 0.73519600, 0.74185000, 0.74546300, 0.75047600, 0.75886800, 0.77010200, 0.78020600, 0.78687300, 0.78818100, 0.78120600, 0.76464900, 0.73575800, 0.69311100, 0.63282200, 0.54995500, 0.43824700, 0.29510700, 0.11604800, -0.10573700, -0.35900700, -0.62025100]
GI01SUMO-SBD12-01-OPTAAD000 | N00221 | GI01SUMO-00002 | 2 | A01332 | ACS-242 | CC_taarray | SheetRef:242_CC_taarray
GI01SUMO-SBD12-01-OPTAAD000 | N00221 | GI01SUMO-00002 | 2 | A01332 | ACS-242 | CC_tcarray | SheetRef:242_CC_tcarray
GI01SUMO-RID16-01-OPTAAD000 | N00221 | GI01SUMO-00002 | 2 | A01338 | ACS-222 | CC_cwlngth | [400.30000000, 403.90000000, 406.90000000, 410.30000000, 413.50000000, 416.90000000, 420.80000000, 424.70000000, 429.00000000, 432.70000000, 436.40000000, 440.20000000, 444.40000000, 449.20000000, 453.60000000, 457.60000000, 461.50000000, 465.90000000, 470.10000000, 474.80000000, 479.60000000, 483.90000000, 488.30000000, 492.50000000, 496.30000000, 500.70000000, 505.00000000, 509.40000000, 514.00000000, 518.50000000, 522.70000000, 527.00000000, 531.00000000, 534.90000000, 538.90000000, 542.70000000, 546.90000000, 551.00000000, 555.00000000, 559.10000000, 563.20000000, 566.90000000, 570.50000000, 574.10000000, 577.80000000, 581.20000000, 584.60000000, 588.10000000, 592.00000000, 595.70000000, 599.80000000, 604.00000000, 607.60000000, 612.00000000, 616.00000000, 619.90000000, 623.70000000, 627.50000000, 631.20000000, 635.20000000, 639.00000000, 642.80000000, 646.80000000, 651.10000000, 655.00000000, 659.10000000, 663.20000000, 667.30000000, 671.30000000, 675.00000000, 678.90000000, 682.70000000, 686.10000000, 689.40000000, 692.90000000, 696.50000000, 700.20000000, 703.40000000, 707.00000000, 710.20000000, 713.60000000, 716.50000000, 719.50000000, 723.00000000, 725.70000000, 729.10000000, 731.90000000, 734.80000000, 737.30000000] | On NSIF Use CTD data from GI01SUMO-RID16-03-CTDBPF000.
GI01SUMO-RID16-01-OPTAAD000 | N00221 | GI01SUMO-00002 | 2 | A01338 | ACS-222 | CC_ccwo | [ -1.64445900, -1.47089600, -1.33030400, -1.17364300, -1.02977800, -0.89011400, -0.75316000, -0.62519000, -0.50748700, -0.38619600, -0.26557000, -0.16684100, -0.06709500, 0.03894300, 0.13134000, 0.21656400, 0.30303800, 0.37769900, 0.45262700, 0.53440100, 0.60587100, 0.67023900, 0.73726600, 0.79153200, 0.85426400, 0.90414700, 0.95710200, 1.00046000, 1.04567200, 1.09140400, 1.12838900, 1.16468000, 1.20398900, 1.23828400, 1.27294200, 1.29822200, 1.32831000, 1.35959200, 1.38613400, 1.40662700, 1.43106700, 1.45840800, 1.46991500, 1.48604800, 1.49299100, 1.50517900, 1.51254400, 1.51191500, 1.51168900, 1.50353400, 1.49135800, 1.48852000, 1.48945700, 1.49113000, 1.49980300, 1.51189100, 1.51922800, 1.52529600, 1.53759300, 1.54274600, 1.54597000, 1.55139300, 1.55590800, 1.55213600, 1.54955600, 1.54249800, 1.53969300, 1.53957600, 1.54023900, 1.53028500, 1.53437800, 1.52235400, 1.50617800, 1.48497800, 1.45820000, 1.41456000, 1.36167100, 1.30089400, 1.22099400, 1.12919600, 1.01765600, 0.89277300, 0.74388600, 0.59019000, 0.40914400, 0.22436800, 0.04344000, -0.11938100, -0.25637400]
GI01SUMO-RID16-01-OPTAAD000 | N00221 | GI01SUMO-00002 | 2 | A01338 | ACS222 | CC_tcal | 18.4
GI01SUMO-RID16-01-OPTAAD000 | N00221 | GI01SUMO-00002 | 2 | A01338 | ACS222 | CC_tbins | [ 0.97436400, 1.34336900, 2.44434800, 3.45216500, 4.46863600, 5.47040800, 6.48600000, 7.48514300, 8.48558800, 9.48911800, 10.51657100, 11.49000000, 12.48970600, 13.52425500, 14.48681800, 15.48243900, 16.50475000, 17.50523800, 18.51368400, 19.47181800, 20.47200000, 21.47400000, 22.48774200, 23.48666700, 24.47960000, 25.48958300, 26.51136400, 27.51409100, 28.49791700, 29.48851900, 30.48238100, 31.45952400, 32.49857100, 33.51100000, 34.49100000, 35.50650000, 36.47444400]
GI01SUMO-RID16-01-OPTAAD000 | N00221 | GI01SUMO-00002 | 2 | A01338 | ACS222 | CC_awlngth | [399.80000000, 403.70000000, 406.90000000, 410.30000000, 413.50000000, 416.90000000, 420.80000000, 424.90000000, 428.80000000, 433.10000000, 436.30000000, 440.20000000, 444.80000000, 449.20000000, 453.60000000, 457.80000000, 461.70000000, 466.10000000, 470.50000000, 475.40000000, 480.10000000, 484.60000000, 488.60000000, 493.00000000, 497.00000000, 501.40000000, 505.50000000, 510.00000000, 514.70000000, 519.20000000, 523.90000000, 527.90000000, 531.80000000, 536.10000000, 539.90000000, 544.00000000, 548.00000000, 552.40000000, 556.20000000, 560.60000000, 564.40000000, 568.10000000, 571.90000000, 575.40000000, 579.50000000, 582.90000000, 586.40000000, 590.10000000, 593.70000000, 597.70000000, 601.90000000, 605.60000000, 610.20000000, 614.00000000, 618.00000000, 622.00000000, 626.00000000, 629.50000000, 633.50000000, 637.20000000, 641.30000000, 645.50000000, 649.30000000, 653.50000000, 657.30000000, 661.60000000, 665.70000000, 669.80000000, 673.70000000, 677.20000000, 681.10000000, 685.00000000, 688.10000000, 691.80000000, 695.40000000, 698.70000000, 701.80000000, 705.70000000, 708.90000000, 712.10000000, 715.50000000, 718.70000000, 721.60000000, 725.30000000, 727.80000000, 730.50000000, 733.50000000, 736.10000000, 738.80000000]
GI01SUMO-RID16-01-OPTAAD000 | N00221 | GI01SUMO-00002 | 2 | A01338 | ACS222 | CC_acwo | [ -1.62462800, -1.38447100, -1.19403400, -1.05317800, -0.94407000, -0.86071700, -0.79027600, -0.72523700, -0.66523700, -0.60751500, -0.55175900, -0.49761600, -0.44381900, -0.39193000, -0.34008000, -0.28906600, -0.23966000, -0.18996800, -0.14119500, -0.09417200, -0.04758900, -0.00321800, 0.04074800, 0.08266000, 0.12254900, 0.16035100, 0.19730800, 0.23342900, 0.26888300, 0.30415900, 0.34021400, 0.37491000, 0.40867500, 0.44118500, 0.47257000, 0.50279100, 0.53208700, 0.56046600, 0.58728100, 0.61276400, 0.63631200, 0.65836600, 0.67702600, 0.69257100, 0.70472600, 0.71398700, 0.71933800, 0.72107500, 0.72070900, 0.72010500, 0.72369000, 0.73390300, 0.74913900, 0.76638900, 0.78453400, 0.80280900, 0.82021900, 0.83773600, 0.85454200, 0.87002800, 0.88327000, 0.89426700, 0.90286200, 0.90957800, 0.91577600, 0.92427800, 0.93385600, 0.94463400, 0.95065200, 0.95373600, 0.95252800, 0.94446700, 0.92828700, 0.90320100, 0.86718300, 0.82151900, 0.76258700, 0.68623900, 0.59470200, 0.48426200, 0.35550100, 0.21332100, 0.05305700, -0.12224200, -0.29434000, -0.45539900, -0.59509800, -0.71139900, -0.80265800]
GI01SUMO-RID16-01-OPTAAD000 | N00221 | GI01SUMO-00002 | 2 | A01338 | ACS222 | CC_taarray | SheetRef:222_CC_taarray
GI01SUMO-RID16-01-OPTAAD000 | N00221 | GI01SUMO-00002 | 2 | A01338 | ACS222 | CC_tcarray | SheetRef:222_CC_tcarray
GI01SUMO-SBD12-02-FLORTD000 | N00221 | GI01SUMO-00002 | 2 | A01341 | 1296 | CC_dark_counts_volume_scatter | 57 | On Buoy bottom Use CTD data from GI01SUMO-SBD11-06-METBKA000 or GI01SUMO-SBD12-06-METBKA000.
GI01SUMO-SBD12-02-FLORTD000 | N00221 | GI01SUMO-00002 | 2 | A01341 | 1296 | CC_scale_factor_volume_scatter | 1.819e-06
GI01SUMO-SBD12-02-FLORTD000 | N00221 | GI01SUMO-00002 | 2 | A01341 | 1296 | CC_dark_counts_chlorophyll_a | 51
GI01SUMO-SBD12-02-FLORTD000 | N00221 | GI01SUMO-00002 | 2 | A01341 | 1296 | CC_scale_factor_chlorophyll_a | 0.0121
GI01SUMO-SBD12-02-FLORTD000 | N00221 | GI01SUMO-00002 | 2 | A01341 | 1296 | CC_dark_counts_cdom | 46
GI01SUMO-SBD12-02-FLORTD000 | N00221 | GI01SUMO-00002 | 2 | A01341 | 1296 | CC_scale_factor_cdom | 0.0906
GI01SUMO-SBD12-02-FLORTD000 | N00221 | GI01SUMO-00002 | 2 | A01341 | 1296 | CC_scattering_angle | 124 | Constant
GI01SUMO-SBD12-02-FLORTD000 | N00221 | GI01SUMO-00002 | 2 | A01341 | 1296 | CC_measurement_wavelength | 700 | Constant
GI01SUMO-SBD12-02-FLORTD000 | N00221 | GI01SUMO-00002 | 2 | A01341 | 1296 | CC_angular_resolution | 1.076 | Constant
GI01SUMO-SBD12-02-FLORTD000 | N00221 | GI01SUMO-00002 | 2 | A01341 | 1296 | CC_depolarization_ratio | 0.039 | Constant
GI01SUMO-RID16-02-FLORTD000 | N00221 | GI01SUMO-00002 | 2 | A01340 | 1295 | CC_dark_counts_volume_scatter | 41 | On NSIF Use CTD data from GI01SUMO-RID16-03-CTDBPF000.
GI01SUMO-RID16-02-FLORTD000 | N00221 | GI01SUMO-00002 | 2 | A01340 | 1295 | CC_scale_factor_volume_scatter | 1.757e-06
GI01SUMO-RID16-02-FLORTD000 | N00221 | GI01SUMO-00002 | 2 | A01340 | 1295 | CC_dark_counts_chlorophyll_a | 56
GI01SUMO-RID16-02-FLORTD000 | N00221 | GI01SUMO-00002 | 2 | A01340 | 1295 | CC_scale_factor_chlorophyll_a | 0.0122
GI01SUMO-RID16-02-FLORTD000 | N00221 | GI01SUMO-00002 | 2 | A01340 | 1295 | CC_dark_counts_cdom | 46
GI01SUMO-RID16-02-FLORTD000 | N00221 | GI01SUMO-00002 | 2 | A01340 | 1295 | CC_scale_factor_cdom | 0.0905
GI01SUMO-RID16-02-FLORTD000 | N00221 | GI01SUMO-00002 | 2 | A01340 | 1295 | CC_scattering_angle | 124 | Constant
GI01SUMO-RID16-02-FLORTD000 | N00221 | GI01SUMO-00002 | 2 | A01340 | 1295 | CC_measurement_wavelength | 700 | Constant
GI01SUMO-RID16-02-FLORTD000 | N00221 | GI01SUMO-00002 | 2 | A01340 | 1295 | CC_angular_resolution | 1.076 | Constant
GI01SUMO-RID16-02-FLORTD000 | N00221 | GI01SUMO-00002 | 2 | A01340 | 1295 | CC_depolarization_ratio | 0.039 | Constant
GI01SUMO-RID16-03-CTDBPF000 | N00221 | GI01SUMO-00002 | 2 | A01093 | 16-50061 | CC_lat | 59.9436 | On NSIF
GI01SUMO-RID16-03-CTDBPF000 | N00221 | GI01SUMO-00002 | 2 | A01093 | 16-50061 | CC_lon | -39.5737
GI01SUMO-RID16-03-CTDBPF000 | N00221 | GI01SUMO-00002 | 2 | A01093 | 16-50061 | CC_a0 | 0.0012399
GI01SUMO-RID16-03-CTDBPF000 | N00221 | GI01SUMO-00002 | 2 | A01093 | 16-50061 | CC_a1 | 0.00028122
GI01SUMO-RID16-03-CTDBPF000 | N00221 | GI01SUMO-00002 | 2 | A01093 | 16-50061 | CC_a2 | -2.0355e-06
GI01SUMO-RID16-03-CTDBPF000 | N00221 | GI01SUMO-00002 | 2 | A01093 | 16-50061 | CC_a3 | 2.172e-07
GI01SUMO-RID16-03-CTDBPF000 | N00221 | GI01SUMO-00002 | 2 | A01093 | 16-50061 | CC_ptempa0 | -67.1951
GI01SUMO-RID16-03-CTDBPF000 | N00221 | GI01SUMO-00002 | 2 | A01093 | 16-50061 | CC_ptempa1 | 53.8567
GI01SUMO-RID16-03-CTDBPF000 | N00221 | GI01SUMO-00002 | 2 | A01093 | 16-50061 | CC_ptempa2 | -0.61332
GI01SUMO-RID16-03-CTDBPF000 | N00221 | GI01SUMO-00002 | 2 | A01093 | 16-50061 | CC_ptca0 | 524593.7
GI01SUMO-RID16-03-CTDBPF000 | N00221 | GI01SUMO-00002 | 2 | A01093 | 16-50061 | CC_ptca1 | 6.8697
GI01SUMO-RID16-03-CTDBPF000 | N00221 | GI01SUMO-00002 | 2 | A01093 | 16-50061 | CC_ptca2 | -0.20936
GI01SUMO-RID16-03-CTDBPF000 | N00221 | GI01SUMO-00002 | 2 | A01093 | 16-50061 | CC_ptcb0 | 24.9449
GI01SUMO-RID16-03-CTDBPF000 | N00221 | GI01SUMO-00002 | 2 | A01093 | 16-50061 | CC_ptcb1 | 0.000175
GI01SUMO-RID16-03-CTDBPF000 | N00221 | GI01SUMO-00002 | 2 | A01093 | 16-50061 | CC_ptcb2 | 0
GI01SUMO-RID16-03-CTDBPF000 | N00221 | GI01SUMO-00002 | 2 | A01093 | 16-50061 | CC_pa0 | 0.0023003
GI01SUMO-RID16-03-CTDBPF000 | N00221 | GI01SUMO-00002 | 2 | A01093 | 16-50061 | CC_pa1 | 0.00048976
GI01SUMO-RID16-03-CTDBPF000 | N00221 | GI01SUMO-00002 | 2 | A01093 | 16-50061 | CC_pa2 | -5.1942e-12
GI01SUMO-RID16-03-CTDBPF000 | N00221 | GI01SUMO-00002 | 2 | A01093 | 16-50061 | CC_g | -0.97437
GI01SUMO-RID16-03-CTDBPF000 | N00221 | GI01SUMO-00002 | 2 | A01093 | 16-50061 | CC_h | 0.15258
GI01SUMO-RID16-03-CTDBPF000 | N00221 | GI01SUMO-00002 | 2 | A01093 | 16-50061 | CC_i | -0.00020437
GI01SUMO-RID16-03-CTDBPF000 | N00221 | GI01SUMO-00002 | 2 | A01093 | 16-50061 | CC_j | 3.7764e-05
GI01SUMO-RID16-03-CTDBPF000 | N00221 | GI01SUMO-00002 | 2 | A01093 | 16-50061 | CC_cpcor | -9.57e-08
GI01SUMO-RID16-03-CTDBPF000 | N00221 | GI01SUMO-00002 | 2 | A01093 | 16-50061 | CC_ctcor | 3.25e-06
GI01SUMO-RID16-04-VELPTA000 | N00221 | GI01SUMO-00002 | 2 | N00503 | AQD 12198 | CC_lat | 59.9436 | On NSIF
GI01SUMO-RID16-04-VELPTA000 | N00221 | GI01SUMO-00002 | 2 | N00503 | AQD 12198 | CC_lon | -39.5737
GI01SUMO-RID16-05-PCO2WB000 | N00221 | GI01SUMO-00002 | 2 | A01157 | C0100 | CC_cala | -0.0119 | On NSIF
GI01SUMO-RID16-05-PCO2WB000 | N00221 | GI01SUMO-00002 | 2 | A01157 | C0100 | CC_calb | 0.9119
GI01SUMO-RID16-05-PCO2WB000 | N00221 | GI01SUMO-00002 | 2 | A01157 | C0100 | CC_calc | -1.9373
GI01SUMO-RID16-05-PCO2WB000 | N00221 | GI01SUMO-00002 | 2 | A01157 | C0100 | CC_calt | 14.36
GI01SUMO-RID16-05-PCO2WB000 | N00221 | GI01SUMO-00002 | 2 | A01157 | C0100 | CC_ea434 | 19706
GI01SUMO-RID16-05-PCO2WB000 | N00221 | GI01SUMO-00002 | 2 | A01157 | C0100 | CC_ea620 | 34
GI01SUMO-RID16-05-PCO2WB000 | N00221 | GI01SUMO-00002 | 2 | A01157 | C0100 | CC_eb434 | 3073
GI01SUMO-RID16-05-PCO2WB000 | N00221 | GI01SUMO-00002 | 2 | A01157 | C0100 | CC_eb620 | 44327
GI01SUMO-RII11-02-CTDMOQ011 | N00221 | GI01SUMO-00002 | 2 | A01208 | 37-12934 | CC_p_range | 1450
GI01SUMO-RII11-02-CTDMOQ011 | N00221 | GI01SUMO-00002 | 2 | A01208 | 37-12934 | CC_lat | 59.9436
GI01SUMO-RII11-02-CTDMOQ011 | N00221 | GI01SUMO-00002 | 2 | A01208 | 37-12934 | CC_lon | -39.5737
GI01SUMO-RII11-02-CTDMOQ012 | N00221 | GI01SUMO-00002 | 2 | A01205 | 37-12935 | CC_p_range | 1450
GI01SUMO-RII11-02-CTDMOQ012 | N00221 | GI01SUMO-00002 | 2 | A01205 | 37-12935 | CC_lat | 59.9436
GI01SUMO-RII11-02-CTDMOQ012 | N00221 | GI01SUMO-00002 | 2 | A01205 | 37-12935 | CC_lon | -39.5737
GI01SUMO-RII11-02-CTDMOQ013 | N00221 | GI01SUMO-00002 | 2 | A01206 | 37-12936 | CC_p_range | 1450
GI01SUMO-RII11-02-CTDMOQ013 | N00221 | GI01SUMO-00002 | 2 | A01206 | 37-12936 | CC_lat | 59.9436
GI01SUMO-RII11-02-CTDMOQ013 | N00221 | GI01SUMO-00002 | 2 | A01206 | 37-12936 | CC_lon | -39.5737
GI01SUMO-RII11-02-CTDMOQ014 | N00221 | GI01SUMO-00002 | 2 | A01207 | 37-12937 | CC_p_range | 1450
GI01SUMO-RII11-02-CTDMOQ014 | N00221 | GI01SUMO-00002 | 2 | A01207 | 37-12937 | CC_lat | 59.9436
GI01SUMO-RII11-02-CTDMOQ014 | N00221 | GI01SUMO-00002 | 2 | A01207 | 37-12937 | CC_lon | -39.5737
GI01SUMO-RII11-02-CTDMOQ015 | N00221 | GI01SUMO-00002 | 2 | A01204 | 37-12938 | CC_p_range | 1450
GI01SUMO-RII11-02-CTDMOQ015 | N00221 | GI01SUMO-00002 | 2 | A01204 | 37-12938 | CC_lat | 59.9436
GI01SUMO-RII11-02-CTDMOQ015 | N00221 | GI01SUMO-00002 | 2 | A01204 | 37-12938 | CC_lon | -39.5737
GI01SUMO-RII11-02-CTDMOQ016 | N00221 | GI01SUMO-00002 | 2 | A01209 | 37-12939 | CC_p_range | 1450
GI01SUMO-RII11-02-CTDMOQ016 | N00221 | GI01SUMO-00002 | 2 | A01209 | 37-12939 | CC_lat | 59.9436
GI01SUMO-RII11-02-CTDMOQ016 | N00221 | GI01SUMO-00002 | 2 | A01209 | 37-12939 | CC_lon | -39.5737
GI01SUMO-RII11-02-CTDMOQ017 | N00221 | GI01SUMO-00002 | 2 | A01210 | 37-12940 | CC_p_range | 1450
GI01SUMO-RII11-02-CTDMOQ017 | N00221 | GI01SUMO-00002 | 2 | A01210 | 37-12940 | CC_lat | 59.9436
GI01SUMO-RII11-02-CTDMOQ017 | N00221 | GI01SUMO-00002 | 2 | A01210 | 37-12940 | CC_lon | -39.5737
GI01SUMO-RII11-02-CTDMOR018 | N00221 | GI01SUMO-00002 | 2 | A01421 | 37-13375 | CC_p_range | 5076
GI01SUMO-RII11-02-CTDMOR018 | N00221 | GI01SUMO-00002 | 2 | A01421 | 37-13375 | CC_lat | 59.9436
GI01SUMO-RII11-02-CTDMOR018 | N00221 | GI01SUMO-00002 | 2 | A01421 | 37-13375 | CC_lon | -39.5737
GI01SUMO-RII11-02-CTDMOR019 | N00221 | GI01SUMO-00002 | 2 | A01422 | 37-13376 | CC_p_range | 5076
GI01SUMO-RII11-02-CTDMOR019 | N00221 | GI01SUMO-00002 | 2 | A01422 | 37-13376 | CC_lat | 59.9436
GI01SUMO-RII11-02-CTDMOR019 | N00221 | GI01SUMO-00002 | 2 | A01422 | 37-13376 | CC_lon | -39.5737
GI01SUMO-RII11-02-CTDMOR020 | N00221 | GI01SUMO-00002 | 2 | A01423 | 37-13377 | CC_p_range | 5076
GI01SUMO-RII11-02-CTDMOR020 | N00221 | GI01SUMO-00002 | 2 | A01423 | 37-13377 | CC_lat | 59.9436
GI01SUMO-RII11-02-CTDMOR020 | N00221 | GI01SUMO-00002 | 2 | A01423 | 37-13377 | CC_lon | -39.5737
GI01SUMO-RII11-02-PHSENE041 | N00221 | GI01SUMO-00002 | 2 | A00916 | P0138 | CC_ea434 | 17533
GI01SUMO-RII11-02-PHSENE041 | N00221 | GI01SUMO-00002 | 2 | A00916 | P0138 | CC_eb434 | 2229
GI01SUMO-RII11-02-PHSENE041 | N00221 | GI01SUMO-00002 | 2 | A00916 | P0138 | CC_ea578 | 101
GI01SUMO-RII11-02-PHSENE041 | N00221 | GI01SUMO-00002 | 2 | A00916 | P0138 | CC_eb578 | 38502
GI01SUMO-RII11-02-PHSENE041 | N00221 | GI01SUMO-00002 | 2 | A00916 | P0138 | CC_ind_slp | 1
GI01SUMO-RII11-02-PHSENE041 | N00221 | GI01SUMO-00002 | 2 | A00916 | P0138 | CC_ind_off | 0
GI01SUMO-RII11-02-PHSENE041 | N00221 | GI01SUMO-00002 | 2 | A00916 | P0138 | CC_psal | 35 | Constant
GI01SUMO-RII11-02-PHSENE042 | N00221 | GI01SUMO-00002 | 2 | A00898 | P0139 | CC_ea434 | 17533
GI01SUMO-RII11-02-PHSENE042 | N00221 | GI01SUMO-00002 | 2 | A00898 | P0139 | CC_eb434 | 2229
GI01SUMO-RII11-02-PHSENE042 | N00221 | GI01SUMO-00002 | 2 | A00898 | P0139 | CC_ea578 | 101
GI01SUMO-RII11-02-PHSENE042 | N00221 | GI01SUMO-00002 | 2 | A00898 | P0139 | CC_eb578 | 38502
GI01SUMO-RII11-02-PHSENE042 | N00221 | GI01SUMO-00002 | 2 | A00898 | P0139 | CC_ind_slp | 1
GI01SUMO-RII11-02-PHSENE042 | N00221 | GI01SUMO-00002 | 2 | A00898 | P0139 | CC_ind_off | 0
GI01SUMO-RII11-02-PHSENE042 | N00221 | GI01SUMO-00002 | 2 | A00898 | P0139 | CC_psal | 35 | Constant
GI01SUMO-RII11-02-CTDBPP0031 | N00221 | GI01SUMO-00002 | 2 | A01096 | 16-50059 | CC_lat | 59.9436 | GI01SUMO-RII11-02-CTDBPP003 will be defined in Group 5
GI01SUMO-RII11-02-CTDBPP0031 | N00221 | GI01SUMO-00002 | 2 | A01096 | 16-50059 | CC_lon | -39.5737
GI01SUMO-RII11-02-CTDBPP0031 | N00221 | GI01SUMO-00002 | 2 | A01096 | 16-50059 | CC_a0 | 0.0012724
GI01SUMO-RII11-02-CTDBPP0031 | N00221 | GI01SUMO-00002 | 2 | A01096 | 16-50059 | CC_a1 | 0.0002694
GI01SUMO-RII11-02-CTDBPP0031 | N00221 | GI01SUMO-00002 | 2 | A01096 | 16-50059 | CC_a2 | -6.6645e-07
GI01SUMO-RII11-02-CTDBPP0031 | N00221 | GI01SUMO-00002 | 2 | A01096 | 16-50059 | CC_a3 | 1.6108e-07
GI01SUMO-RII11-02-CTDBPP0031 | N00221 | GI01SUMO-00002 | 2 | A01096 | 16-50059 | CC_ptempa0 | -106.1852
GI01SUMO-RII11-02-CTDBPP0031 | N00221 | GI01SUMO-00002 | 2 | A01096 | 16-50059 | CC_ptempa1 | 107.2362
GI01SUMO-RII11-02-CTDBPP0031 | N00221 | GI01SUMO-00002 | 2 | A01096 | 16-50059 | CC_ptempa2 | -17.988
GI01SUMO-RII11-02-CTDBPP0031 | N00221 | GI01SUMO-00002 | 2 | A01096 | 16-50059 | CC_ptca0 | 524741.5
GI01SUMO-RII11-02-CTDBPP0031 | N00221 | GI01SUMO-00002 | 2 | A01096 | 16-50059 | CC_ptca1 | -24.0651
GI01SUMO-RII11-02-CTDBPP0031 | N00221 | GI01SUMO-00002 | 2 | A01096 | 16-50059 | CC_ptca2 | 0.38198
GI01SUMO-RII11-02-CTDBPP0031 | N00221 | GI01SUMO-00002 | 2 | A01096 | 16-50059 | CC_ptcb0 | 25.1284
GI01SUMO-RII11-02-CTDBPP0031 | N00221 | GI01SUMO-00002 | 2 | A01096 | 16-50059 | CC_ptcb1 | 0.000275
GI01SUMO-RII11-02-CTDBPP0031 | N00221 | GI01SUMO-00002 | 2 | A01096 | 16-50059 | CC_ptcb2 | 0
GI01SUMO-RII11-02-CTDBPP0031 | N00221 | GI01SUMO-00002 | 2 | A01096 | 16-50059 | CC_pa0 | -0.94231
GI01SUMO-RII11-02-CTDBPP0031 | N00221 | GI01SUMO-00002 | 2 | A01096 | 16-50059 | CC_pa1 | 0.0026395
GI01SUMO-RII11-02-CTDBPP0031 | N00221 | GI01SUMO-00002 | 2 | A01096 | 16-50059 | CC_pa2 | 2.0366e-11
GI01SUMO-RII11-02-CTDBPP0031 | N00221 | GI01SUMO-00002 | 2 | A01096 | 16-50059 | CC_g | -0.97904
GI01SUMO-RII11-02-CTDBPP0031 | N00221 | GI01SUMO-00002 | 2 | A01096 | 16-50059 | CC_h | 0.14996
GI01SUMO-RII11-02-CTDBPP0031 | N00221 | GI01SUMO-00002 | 2 | A01096 | 16-50059 | CC_i | -0.00018702
GI01SUMO-RII11-02-CTDBPP0031 | N00221 | GI01SUMO-00002 | 2 | A01096 | 16-50059 | CC_j | 3.4787e-05
GI01SUMO-RII11-02-CTDBPP0031 | N00221 | GI01SUMO-00002 | 2 | A01096 | 16-50059 | CC_cpcor | -9.57e-08
GI01SUMO-RII11-02-CTDBPP0031 | N00221 | GI01SUMO-00002 | 2 | A01096 | 16-50059 | CC_ctcor | 3.25e-06
GI01SUMO-RII11-02-CTDBPP032 | N00221 | GI01SUMO-00002 | 2 | A01134 | 16-50073 | CC_lat | 59.9436 | GI01SUMO-RII11-02-CTDBPP201 will be defined in Group 5
GI01SUMO-RII11-02-CTDBPP032 | N00221 | GI01SUMO-00002 | 2 | A01134 | 16-50073 | CC_lon | -39.5737
GI01SUMO-RII11-02-CTDBPP032 | N00221 | GI01SUMO-00002 | 2 | A01134 | 16-50073 | CC_a0 | 0.0012696
GI01SUMO-RII11-02-CTDBPP032 | N00221 | GI01SUMO-00002 | 2 | A01134 | 16-50073 | CC_a1 | 0.0002729
GI01SUMO-RII11-02-CTDBPP032 | N00221 | GI01SUMO-00002 | 2 | A01134 | 16-50073 | CC_a2 | -1.2888e-06
GI01SUMO-RII11-02-CTDBPP032 | N00221 | GI01SUMO-00002 | 2 | A01134 | 16-50073 | CC_a3 | 1.8637e-07
GI01SUMO-RII11-02-CTDBPP032 | N00221 | GI01SUMO-00002 | 2 | A01134 | 16-50073 | CC_ptempa0 | -106.1856
GI01SUMO-RII11-02-CTDBPP032 | N00221 | GI01SUMO-00002 | 2 | A01134 | 16-50073 | CC_ptempa1 | 107.2367
GI01SUMO-RII11-02-CTDBPP032 | N00221 | GI01SUMO-00002 | 2 | A01134 | 16-50073 | CC_ptempa2 | -17.9882
GI01SUMO-RII11-02-CTDBPP032 | N00221 | GI01SUMO-00002 | 2 | A01134 | 16-50073 | CC_ptca0 | 524818.3
GI01SUMO-RII11-02-CTDBPP032 | N00221 | GI01SUMO-00002 | 2 | A01134 | 16-50073 | CC_ptca1 | -87.5925
GI01SUMO-RII11-02-CTDBPP032 | N00221 | GI01SUMO-00002 | 2 | A01134 | 16-50073 | CC_ptca2 | 1.4378
GI01SUMO-RII11-02-CTDBPP032 | N00221 | GI01SUMO-00002 | 2 | A01134 | 16-50073 | CC_ptcb0 | 25.0768
GI01SUMO-RII11-02-CTDBPP032 | N00221 | GI01SUMO-00002 | 2 | A01134 | 16-50073 | CC_ptcb1 | -0.00085
GI01SUMO-RII11-02-CTDBPP032 | N00221 | GI01SUMO-00002 | 2 | A01134 | 16-50073 | CC_ptcb2 | 0
GI01SUMO-RII11-02-CTDBPP032 | N00221 | GI01SUMO-00002 | 2 | A01134 | 16-50073 | CC_pa0 | -3.3342
GI01SUMO-RII11-02-CTDBPP032 | N00221 | GI01SUMO-00002 | 2 | A01134 | 16-50073 | CC_pa1 | 0.0026421
GI01SUMO-RII11-02-CTDBPP032 | N00221 | GI01SUMO-00002 | 2 | A01134 | 16-50073 | CC_pa2 | 2.0757e-11
GI01SUMO-RII11-02-CTDBPP032 | N00221 | GI01SUMO-00002 | 2 | A01134 | 16-50073 | CC_g | -0.98463
GI01SUMO-RII11-02-CTDBPP032 | N00221 | GI01SUMO-00002 | 2 | A01134 | 16-50073 | CC_h | 0.15553
GI01SUMO-RII11-02-CTDBPP032 | N00221 | GI01SUMO-00002 | 2 | A01134 | 16-50073 | CC_i | -0.00019385
GI01SUMO-RII11-02-CTDBPP032 | N00221 | GI01SUMO-00002 | 2 | A01134 | 16-50073 | CC_j | 3.7671e-05
GI01SUMO-RII11-02-CTDBPP032 | N00221 | GI01SUMO-00002 | 2 | A01134 | 16-50073 | CC_cpcor | -9.57e-08
GI01SUMO-RII11-02-CTDBPP032 | N00221 | GI01SUMO-00002 | 2 | A01134 | 16-50073 | CC_ctcor | 3.25e-06
GI01SUMO-RII11-02-CTDBPP033 | N00221 | GI01SUMO-00002 | 2 | A01133 | 16-50072 | CC_lat | 59.9436 | GI01SUMO-RII11-02-CTDBPP007 will be defined in Group 5
GI01SUMO-RII11-02-CTDBPP033 | N00221 | GI01SUMO-00002 | 2 | A01133 | 16-50072 | CC_lon | -39.5737
GI01SUMO-RII11-02-CTDBPP033 | N00221 | GI01SUMO-00002 | 2 | A01133 | 16-50072 | CC_a0 | 0.0012501
GI01SUMO-RII11-02-CTDBPP033 | N00221 | GI01SUMO-00002 | 2 | A01133 | 16-50072 | CC_a1 | 0.00027415
GI01SUMO-RII11-02-CTDBPP033 | N00221 | GI01SUMO-00002 | 2 | A01133 | 16-50072 | CC_a2 | -1.0428e-06
GI01SUMO-RII11-02-CTDBPP033 | N00221 | GI01SUMO-00002 | 2 | A01133 | 16-50072 | CC_a3 | 1.8384e-07
GI01SUMO-RII11-02-CTDBPP033 | N00221 | GI01SUMO-00002 | 2 | A01133 | 16-50072 | CC_ptempa0 | -117.0891
GI01SUMO-RII11-02-CTDBPP033 | N00221 | GI01SUMO-00002 | 2 | A01133 | 16-50072 | CC_ptempa1 | 110.8343
GI01SUMO-RII11-02-CTDBPP033 | N00221 | GI01SUMO-00002 | 2 | A01133 | 16-50072 | CC_ptempa2 | -17.9882
GI01SUMO-RII11-02-CTDBPP033 | N00221 | GI01SUMO-00002 | 2 | A01133 | 16-50072 | CC_ptca0 | 524006.4
GI01SUMO-RII11-02-CTDBPP033 | N00221 | GI01SUMO-00002 | 2 | A01133 | 16-50072 | CC_ptca1 | -17.0206
GI01SUMO-RII11-02-CTDBPP033 | N00221 | GI01SUMO-00002 | 2 | A01133 | 16-50072 | CC_ptca2 | 0.25233
GI01SUMO-RII11-02-CTDBPP033 | N00221 | GI01SUMO-00002 | 2 | A01133 | 16-50072 | CC_ptcb0 | 24.9861
GI01SUMO-RII11-02-CTDBPP033 | N00221 | GI01SUMO-00002 | 2 | A01133 | 16-50072 | CC_ptcb1 | -0.000375
GI01SUMO-RII11-02-CTDBPP033 | N00221 | GI01SUMO-00002 | 2 | A01133 | 16-50072 | CC_ptcb2 | 0
GI01SUMO-RII11-02-CTDBPP033 | N00221 | GI01SUMO-00002 | 2 | A01133 | 16-50072 | CC_pa0 | -0.68241
GI01SUMO-RII11-02-CTDBPP033 | N00221 | GI01SUMO-00002 | 2 | A01133 | 16-50072 | CC_pa1 | 0.0026478
GI01SUMO-RII11-02-CTDBPP033 | N00221 | GI01SUMO-00002 | 2 | A01133 | 16-50072 | CC_pa2 | 1.9448e-11
GI01SUMO-RII11-02-CTDBPP033 | N00221 | GI01SUMO-00002 | 2 | A01133 | 16-50072 | CC_g | -0.99703
GI01SUMO-RII11-02-CTDBPP033 | N00221 | GI01SUMO-00002 | 2 | A01133 | 16-50072 | CC_h | 0.15253
GI01SUMO-RII11-02-CTDBPP033 | N00221 | GI01SUMO-00002 | 2 | A01133 | 16-50072 | CC_i | -0.00016534
GI01SUMO-RII11-02-CTDBPP033 | N00221 | GI01SUMO-00002 | 2 | A01133 | 16-50072 | CC_j | 3.4514e-05
GI01SUMO-RII11-02-CTDBPP033 | N00221 | GI01SUMO-00002 | 2 | A01133 | 16-50072 | CC_cpcor | -9.57e-08
GI01SUMO-RII11-02-CTDBPP033 | N00221 | GI01SUMO-00002 | 2 | A01133 | 16-50072 | CC_ctcor | 3.25e-06
GI01SUMO-RII11-02-FLORDG031 | N00221 | GI01SUMO-00002 | 2 | A01001 | 3286 | CC_dark_counts_volume_scatter | 0.0602 | in Volts (because analog signal going to CTDBP) GI01SUMO-RII11-02-FLORDG103 will be defined in Group 5
GI01SUMO-RII11-02-FLORDG031 | N00221 | GI01SUMO-00002 | 2 | A01001 | 3286 | CC_scale_factor_volume_scatter | 0.001331 | in Volts (because analog signal going to CTDBP)
GI01SUMO-RII11-02-FLORDG031 | N00221 | GI01SUMO-00002 | 2 | A01001 | 3286 | CC_dark_counts_chlorophyll_a | 0.079 | in Volts (because analog signal going to CTDBP)
GI01SUMO-RII11-02-FLORDG031 | N00221 | GI01SUMO-00002 | 2 | A01001 | 3286 | CC_scale_factor_chlorophyll_a | 6 | in Volts (because analog signal going to CTDBP)
GI01SUMO-RII11-02-FLORDG031 | N00221 | GI01SUMO-00002 | 2 | A01001 | 3286 | CC_scattering_angle | 140 | Constant
GI01SUMO-RII11-02-FLORDG031 | N00221 | GI01SUMO-00002 | 2 | A01001 | 3286 | CC_measurement_wavelength | 700 | Constant
GI01SUMO-RII11-02-FLORDG031 | N00221 | GI01SUMO-00002 | 2 | A01001 | 3286 | CC_angular_resolution | 1.096 | Constant
GI01SUMO-RII11-02-FLORDG031 | N00221 | GI01SUMO-00002 | 2 | A01001 | 3286 | CC_depolarization_ratio | 0.039 | Constant
GI01SUMO-RII11-02-FLORDG032 | N00221 | GI01SUMO-00002 | 2 | A01002 | 3292 | CC_dark_counts_volume_scatter | 0.0412 | in Volts (because analog signal going to CTDBP) GI01SUMO-RII11-02-FLORDG203 will be defined in Group 5
GI01SUMO-RII11-02-FLORDG032 | N00221 | GI01SUMO-00002 | 2 | A01002 | 3292 | CC_scale_factor_volume_scatter | 0.001358 | in Volts (because analog signal going to CTDBP)
GI01SUMO-RII11-02-FLORDG032 | N00221 | GI01SUMO-00002 | 2 | A01002 | 3292 | CC_dark_counts_chlorophyll_a | 0.066 | in Volts (because analog signal going to CTDBP)
GI01SUMO-RII11-02-FLORDG032 | N00221 | GI01SUMO-00002 | 2 | A01002 | 3292 | CC_scale_factor_chlorophyll_a | 6 | in Volts (because analog signal going to CTDBP)
GI01SUMO-RII11-02-FLORDG032 | N00221 | GI01SUMO-00002 | 2 | A01002 | 3292 | CC_scattering_angle | 140 | Constant
GI01SUMO-RII11-02-FLORDG032 | N00221 | GI01SUMO-00002 | 2 | A01002 | 3292 | CC_measurement_wavelength | 700 | Constant
GI01SUMO-RII11-02-FLORDG032 | N00221 | GI01SUMO-00002 | 2 | A01002 | 3292 | CC_angular_resolution | 1.096 | Constant
GI01SUMO-RII11-02-FLORDG032 | N00221 | GI01SUMO-00002 | 2 | A01002 | 3292 | CC_depolarization_ratio | 0.039 | Constant
GI01SUMO-RII11-02-FLORDG033 | N00221 | GI01SUMO-00002 | 2 | A01003 | 3304 | CC_dark_counts_volume_scatter | 0.0835 | in Volts (because analog signal going to CTDBP) GI01SUMO-RII11-02-FLORDG303 will be defined in Group 5
GI01SUMO-RII11-02-FLORDG033 | N00221 | GI01SUMO-00002 | 2 | A01003 | 3304 | CC_scale_factor_volume_scatter | 0.001348 | in Volts (because analog signal going to CTDBP)
GI01SUMO-RII11-02-FLORDG033 | N00221 | GI01SUMO-00002 | 2 | A01003 | 3304 | CC_dark_counts_chlorophyll_a | 0.058 | in Volts (because analog signal going to CTDBP)
GI01SUMO-RII11-02-FLORDG033 | N00221 | GI01SUMO-00002 | 2 | A01003 | 3304 | CC_scale_factor_chlorophyll_a | 6 | in Volts (because analog signal going to CTDBP)
GI01SUMO-RII11-02-FLORDG033 | N00221 | GI01SUMO-00002 | 2 | A01003 | 3304 | CC_scattering_angle | 140 | Constant
GI01SUMO-RII11-02-FLORDG033 | N00221 | GI01SUMO-00002 | 2 | A01003 | 3304 | CC_measurement_wavelength | 700 | Constant
GI01SUMO-RII11-02-FLORDG033 | N00221 | GI01SUMO-00002 | 2 | A01003 | 3304 | CC_angular_resolution | 1.096 | Constant
GI01SUMO-RII11-02-FLORDG033 | N00221 | GI01SUMO-00002 | 2 | A01003 | 3304 | CC_depolarization_ratio | 0.039 | Constant
GI01SUMO-RII11-02-PCO2WC051 | N00221 | GI01SUMO-00002 | 2 | A01224 | C0107 | CC_cala | -0.0418 | GI01SUMO-RII11-02-PCO2WC104 will be defined in Group 5
GI01SUMO-RII11-02-PCO2WC051 | N00221 | GI01SUMO-00002 | 2 | A01224 | C0107 | CC_calb | 1.092
GI01SUMO-RII11-02-PCO2WC051 | N00221 | GI01SUMO-00002 | 2 | A01224 | C0107 | CC_calc | -2.1852
GI01SUMO-RII11-02-PCO2WC051 | N00221 | GI01SUMO-00002 | 2 | A01224 | C0107 | CC_calt | 14.1292
GI01SUMO-RII11-02-PCO2WC051 | N00221 | GI01SUMO-00002 | 2 | A01224 | C0107 | CC_ea434 | 19706
GI01SUMO-RII11-02-PCO2WC051 | N00221 | GI01SUMO-00002 | 2 | A01224 | C0107 | CC_ea620 | 34
GI01SUMO-RII11-02-PCO2WC051 | N00221 | GI01SUMO-00002 | 2 | A01224 | C0107 | CC_eb434 | 3073
GI01SUMO-RII11-02-PCO2WC051 | N00221 | GI01SUMO-00002 | 2 | A01224 | C0107 | CC_eb620 | 44327
GI01SUMO-RII11-02-PCO2WC052 | N00221 | GI01SUMO-00002 | 2 | A01227 | C0110 | CC_cala | 0.717 | GI01SUMO-RII11-02-PCO2WC204 will be defined in Group 5
GI01SUMO-RII11-02-PCO2WC052 | N00221 | GI01SUMO-00002 | 2 | A01227 | C0110 | CC_calb | 0.5029
GI01SUMO-RII11-02-PCO2WC052 | N00221 | GI01SUMO-00002 | 2 | A01227 | C0110 | CC_calc | -1.4136
GI01SUMO-RII11-02-PCO2WC052 | N00221 | GI01SUMO-00002 | 2 | A01227 | C0110 | CC_calt | 14.28
GI01SUMO-RII11-02-PCO2WC052 | N00221 | GI01SUMO-00002 | 2 | A01227 | C0110 | CC_ea434 | 19706
GI01SUMO-RII11-02-PCO2WC052 | N00221 | GI01SUMO-00002 | 2 | A01227 | C0110 | CC_ea620 | 34
GI01SUMO-RII11-02-PCO2WC052 | N00221 | GI01SUMO-00002 | 2 | A01227 | C0110 | CC_eb434 | 3073
GI01SUMO-RII11-02-PCO2WC052 | N00221 | GI01SUMO-00002 | 2 | A01227 | C0110 | CC_eb620 | 44327
GI01SUMO-RII11-02-PCO2WC053 | N00221 | GI01SUMO-00002 | 2 | A01434 | C0120 | CC_cala | 0.0448 | GI01SUMO-RII11-02-PCO2WC304 will be defined in Group 5
GI01SUMO-RII11-02-PCO2WC053 | N00221 | GI01SUMO-00002 | 2 | A01434 | C0120 | CC_calb | 0.6465
GI01SUMO-RII11-02-PCO2WC053 | N00221 | GI01SUMO-00002 | 2 | A01434 | C0120 | CC_calc | -1.6147
GI01SUMO-RII11-02-PCO2WC053 | N00221 | GI01SUMO-00002 | 2 | A01434 | C0120 | CC_calt | 14.7821
GI01SUMO-RII11-02-PCO2WC053 | N00221 | GI01SUMO-00002 | 2 | A01434 | C0120 | CC_ea434 | 19706
GI01SUMO-RII11-02-PCO2WC053 | N00221 | GI01SUMO-00002 | 2 | A01434 | C0120 | CC_ea620 | 34
GI01SUMO-RII11-02-PCO2WC053 | N00221 | GI01SUMO-00002 | 2 | A01434 | C0120 | CC_eb434 | 3073
GI01SUMO-RII11-02-PCO2WC053 | N00221 | GI01SUMO-00002 | 2 | A01434 | C0120 | CC_eb620 | 44327
GI01SUMO-RII11-02-ADCPSN010 | N00221 | GI01SUMO-00002 | 2 | A01242 | 22865 | CC_latitude | 59.9436
GI01SUMO-RII11-02-ADCPSN010 | N00221 | GI01SUMO-00002 | 2 | A01242 | 22865 | CC_longitude | -39.5737
GI01SUMO-RII11-02-ADCPSN010 | N00221 | GI01SUMO-00002 | 2 | A01242 | 22865 | CC_depth | 500000 | In mm (500 m depth)
GI01SUMO-RII11-02-ADCPSN010 | N00221 | GI01SUMO-00002 | 2 | A01242 | 22865 | CC_scale_factor1 | 0.45
GI01SUMO-RII11-02-ADCPSN010 | N00221 | GI01SUMO-00002 | 2 | A01242 | 22865 | CC_scale_factor2 | 0.45
GI01SUMO-RII11-02-ADCPSN010 | N00221 | GI01SUMO-00002 | 2 | A01242 | 22865 | CC_scale_factor3 | 0.45
GI01SUMO-RII11-02-ADCPSN010 | N00221 | GI01SUMO-00002 | 2 | A01242 | 22865 | CC_scale_factor4 | 0.45
GI01SUMO-SBC11-00-CPMENG000 | N00221 | GI01SUMO-00002 | 2 | R00049 | GI01SUMO-00002-CPM1 |  |  | The serial number used here is bogus, pending identification of the real serial number.
GI01SUMO-RIC21-00-CPMENG000 | N00221 | GI01SUMO-00002 | 2 | R00050 | GI01SUMO-00002-CPM2 |  |  | The serial number used here is bogus, pending identification of the real serial number.
GI01SUMO-SBD11-00-DCLENG000 | N00221 | GI01SUMO-00002 | 2 | R00051 | GI01SUMO-00002-DCL11 |  |  | The serial number used here is bogus, pending identification of the real serial number.
GI01SUMO-SBD12-00-DCLENG000 | N00221 | GI01SUMO-00002 | 2 | R00052 | GI01SUMO-00002-DCL12 |  |  | The serial number used here is bogus, pending identification of the real serial number.
GI01SUMO-RID16-00-DCLENG000 | N00221 | GI01SUMO-00002 | 2 | R00053 | GI01SUMO-00002-DCL16 |  |  | The serial number used here is bogus, pending identification of the real serial number.

## 242_CC_taarray
-0.068701 | -0.068168 | -0.067458 | -0.06607 | -0.062947 | -0.060583 | -0.058493 | -0.055963 | -0.054376 | -0.052403 | -0.04871 | -0.043491 | -0.038624 | -0.034558 | -0.030229 | -0.028154 | -0.026369 | -0.021515 | -0.019729 | -0.017176 | -0.014241 | -0.010932 | -0.006307 | -0.003372 | 0 | 0.00551 | 0.008047 | 0.013436 | 0.016594 | 0.022528 | 0.024006 | 0.029204 | 0.034551 | 0.03588 | 0.039538 | 0.041104
-0.062135 | -0.061687 | -0.06052 | -0.058334 | -0.056398 | -0.054455 | -0.051689 | -0.049612 | -0.047485 | -0.045478 | -0.042326 | -0.037507 | -0.032852 | -0.029524 | -0.026418 | -0.02421 | -0.022235 | -0.018741 | -0.017177 | -0.015007 | -0.012206 | -0.008835 | -0.006201 | -0.002601 | 0 | 0.004837 | 0.006958 | 0.01153 | 0.015087 | 0.01925 | 0.021313 | 0.025778 | 0.02901 | 0.031587 | 0.033238 | 0.034664
-0.051394 | -0.049701 | -0.048331 | -0.047321 | -0.045449 | -0.04346 | -0.041557 | -0.039405 | -0.038403 | -0.036337 | -0.033012 | -0.02886 | -0.025178 | -0.023104 | -0.020548 | -0.018631 | -0.017145 | -0.014611 | -0.013188 | -0.011557 | -0.008915 | -0.007123 | -0.004683 | -0.002058 | 0 | 0.003749 | 0.005137 | 0.008522 | 0.011444 | 0.014758 | 0.016034 | 0.018903 | 0.021853 | 0.023791 | 0.024811 | 0.02572
-0.038257 | -0.037076 | -0.036289 | -0.035205 | -0.033576 | -0.032175 | -0.030596 | -0.028785 | -0.027917 | -0.02639 | -0.023795 | -0.020595 | -0.017677 | -0.015826 | -0.013819 | -0.012611 | -0.012036 | -0.009919 | -0.00857 | -0.007722 | -0.006243 | -0.004661 | -0.003439 | -0.001682 | 0 | 0.002687 | 0.003807 | 0.006589 | 0.008175 | 0.011053 | 0.011412 | 0.014006 | 0.015721 | 0.016422 | 0.017642 | 0.017862
-0.028541 | -0.027302 | -0.026621 | -0.025576 | -0.024375 | -0.023225 | -0.021962 | -0.020819 | -0.020105 | -0.018675 | -0.016389 | -0.013654 | -0.011609 | -0.010518 | -0.008903 | -0.008414 | -0.007695 | -0.00654 | -0.005645 | -0.005053 | -0.004187 | -0.003161 | -0.001981 | -0.000801 | 0 | 0.001987 | 0.002536 | 0.004782 | 0.005985 | 0.007458 | 0.007962 | 0.009009 | 0.010137 | 0.010799 | 0.010952 | 0.01113
-0.020045 | -0.018819 | -0.018429 | -0.017677 | -0.016674 | -0.015896 | -0.015234 | -0.014212 | -0.013809 | -0.012698 | -0.01091 | -0.008804 | -0.00707 | -0.006431 | -0.005253 | -0.004805 | -0.005074 | -0.003569 | -0.003374 | -0.003017 | -0.002259 | -0.001957 | -0.00111 | -0.000606 | 0 | 0.001486 | 0.001751 | 0.003129 | 0.003873 | 0.005035 | 0.004455 | 0.006006 | 0.006822 | 0.006633 | 0.006784 | 0.006347
-0.013967 | -0.013004 | -0.012608 | -0.012017 | -0.011267 | -0.010618 | -0.010095 | -0.009256 | -0.008863 | -0.008102 | -0.006309 | -0.004798 | -0.003583 | -0.002904 | -0.002155 | -0.00229 | -0.00218 | -0.001134 | -0.000932 | -0.001095 | -0.000845 | -0.000714 | -0.000539 | -0.000165 | 0 | 0.000934 | 0.001062 | 0.002274 | 0.002383 | 0.003514 | 0.00319 | 0.003817 | 0.004051 | 0.004122 | 0.003764 | 0.003539
-0.010566 | -0.009637 | -0.009561 | -0.009087 | -0.008644 | -0.00806 | -0.007538 | -0.007018 | -0.006744 | -0.00595 | -0.00448 | -0.00337 | -0.00205 | -0.002147 | -0.001545 | -0.001333 | -0.001477 | -0.000523 | -0.000568 | -0.000411 | -0.0003 | -0.000549 | -0.000382 | -0.000146 | 0 | 0.000907 | 0.00079 | 0.001709 | 0.001947 | 0.002625 | 0.002235 | 0.00276 | 0.003039 | 0.0027 | 0.00264 | 0.001914
-0.007803 | -0.006889 | -0.006892 | -0.006627 | -0.006035 | -0.0057 | -0.005355 | -0.004951 | -0.004741 | -0.004005 | -0.002717 | -0.00145 | -0.000706 | -0.000314 | 9.4e-05 | 5.1e-05 | -0.000112 | 0.000493 | 0.000581 | 0.000295 | 0.000237 | -3.6e-05 | -0.000133 | -8.6e-05 | 0 | 0.000727 | 0.000502 | 0.001232 | 0.001587 | 0.002002 | 0.001443 | 0.001959 | 0.002131 | 0.001844 | 0.001556 | 0.000888
-0.005711 | -0.005008 | -0.005086 | -0.00466 | -0.004277 | -0.004035 | -0.003694 | -0.003302 | -0.003055 | -0.002523 | -0.001439 | -0.000289 | 0.000411 | 0.000615 | 0.000897 | 0.000856 | 0.00054 | 0.00109 | 0.001202 | 0.00076 | 0.000599 | 0.000207 | 0.000122 | -4.2e-05 | 0 | 0.00042 | 0.000172 | 0.000961 | 0.000882 | 0.001637 | 0.001125 | 0.001399 | 0.001562 | 0.001048 | 0.000712 | 0.000261
-0.003878 | -0.003081 | -0.003218 | -0.003142 | -0.002922 | -0.002644 | -0.002402 | -0.002013 | -0.001987 | -0.001463 | -0.000499 | 0.000291 | 0.001048 | 0.001254 | 0.001552 | 0.00144 | 0.001116 | 0.001701 | 0.001486 | 0.001261 | 0.000926 | 0.000436 | 0.000257 | 0.000138 | 0 | 0.000571 | 0.000415 | 0.000919 | 0.001038 | 0.001356 | 0.000882 | 0.00118 | 0.001313 | 0.000861 | 0.000662 | 4e-05
-0.002832 | -0.00216 | -0.002425 | -0.002361 | -0.001967 | -0.001871 | -0.001601 | -0.001291 | -0.001208 | -0.000722 | 0.000222 | 0.001007 | 0.0016 | 0.001673 | 0.001925 | 0.001815 | 0.001505 | 0.002002 | 0.001704 | 0.00144 | 0.00111 | 0.000615 | 0.000362 | 0.000105 | 0 | 0.000353 | 0.000263 | 0.000738 | 0.000749 | 0.001154 | 0.000655 | 0.000948 | 0.001001 | 0.000501 | 0.000276 | -0.000298
-0.002066 | -0.001501 | -0.001693 | -0.00152 | -0.001342 | -0.001127 | -0.000903 | -0.00067 | -0.000567 | -6.7e-05 | 0.000789 | 0.001529 | 0.002009 | 0.002051 | 0.002192 | 0.002156 | 0.001841 | 0.00195 | 0.001841 | 0.001532 | 0.001244 | 0.000684 | 0.00035 | 9.4e-05 | 0 | 0.000206 | 7e-06 | 0.000397 | 0.000461 | 0.000819 | 0.000429 | 0.000542 | 0.000424 | 0.000201 | -3.8e-05 | -0.00062
-0.000342 | 0.000165 | -0.000208 | -0.000295 | -0.000209 | -0.00013 | -4.6e-05 | 0.000215 | 0.000129 | 0.000432 | 0.001051 | 0.001629 | 0.002249 | 0.002184 | 0.002323 | 0.002255 | 0.001977 | 0.002104 | 0.00196 | 0.001569 | 0.001157 | 0.000614 | 0.000299 | 1.7e-05 | 0 | 0.00027 | 0.00015 | 0.000582 | 0.000475 | 0.00084 | 0.000398 | 0.000606 | 0.000663 | 0.000157 | -9e-06 | -0.000602
0.000255 | 0.000693 | 0.000261 | 0.000166 | 0.000282 | 0.000334 | 0.000491 | 0.000576 | 0.000612 | 0.00093 | 0.001588 | 0.002118 | 0.002501 | 0.002439 | 0.002415 | 0.002285 | 0.001997 | 0.002146 | 0.002104 | 0.001607 | 0.001236 | 0.000591 | 0.000337 | 9e-06 | 0 | 0.000183 | -2.6e-05 | 0.000393 | 0.00031 | 0.000666 | 0.000311 | 0.000435 | 0.000316 | -2.7e-05 | -0.000393 | -0.000786
0.000999 | 0.001412 | 0.000996 | 0.000867 | 0.000856 | 0.00085 | 0.000989 | 0.001069 | 0.001075 | 0.001441 | 0.001965 | 0.002499 | 0.002788 | 0.002695 | 0.002726 | 0.00251 | 0.002211 | 0.002268 | 0.002061 | 0.001678 | 0.001208 | 0.000744 | 0.000266 | 8.7e-05 | 0 | 0.000125 | 6.1e-05 | 0.000354 | 0.000381 | 0.000633 | 0.000269 | 0.000364 | 0.000336 | -2.3e-05 | -0.000328 | -0.000864
0.001267 | 0.001767 | 0.00128 | 0.001092 | 0.001043 | 0.001116 | 0.001189 | 0.001322 | 0.001288 | 0.001535 | 0.002047 | 0.002499 | 0.002764 | 0.002654 | 0.002757 | 0.002428 | 0.002233 | 0.002329 | 0.002087 | 0.001692 | 0.001284 | 0.00068 | 0.000256 | 0.000115 | 0 | 0.000191 | 2.6e-05 | 0.000367 | 0.000393 | 0.000584 | 0.000225 | 0.00034 | 0.000233 | -0.000171 | -0.000412 | -0.00095
0.001339 | 0.001695 | 0.001227 | 0.001162 | 0.001235 | 0.001256 | 0.001329 | 0.00144 | 0.001426 | 0.001633 | 0.002051 | 0.002389 | 0.002598 | 0.002539 | 0.002537 | 0.002368 | 0.002035 | 0.002107 | 0.001804 | 0.001499 | 0.001062 | 0.000497 | 0.000226 | -5.4e-05 | 0 | 8.3e-05 | -1.1e-05 | 0.000327 | 0.000368 | 0.000539 | 0.000283 | 0.000325 | 0.000215 | -0.000213 | -0.000429 | -0.000969
0.001736 | 0.002219 | 0.001874 | 0.001699 | 0.001659 | 0.001662 | 0.001718 | 0.001795 | 0.001727 | 0.001879 | 0.002273 | 0.002596 | 0.002822 | 0.002709 | 0.002653 | 0.002476 | 0.002295 | 0.002298 | 0.002013 | 0.001596 | 0.001216 | 0.0007 | 0.000364 | 0.000145 | 0 | 0.000178 | 0.000119 | 0.000456 | 0.000544 | 0.000725 | 0.000386 | 0.000426 | 0.000337 | -3.9e-05 | -0.000385 | -0.000843
0.001793 | 0.002242 | 0.001705 | 0.001522 | 0.001559 | 0.001585 | 0.001649 | 0.001708 | 0.001672 | 0.001837 | 0.002185 | 0.002443 | 0.002591 | 0.002484 | 0.00252 | 0.002284 | 0.002055 | 0.002042 | 0.001838 | 0.001472 | 0.001071 | 0.000548 | 0.000275 | 1.6e-05 | 0 | 0.000184 | 0.000176 | 0.000471 | 0.000501 | 0.000622 | 0.00036 | 0.000392 | 0.000199 | -0.000133 | -0.000461 | -0.000908
0.001648 | 0.001998 | 0.001582 | 0.00147 | 0.001464 | 0.00146 | 0.001546 | 0.001609 | 0.00154 | 0.001675 | 0.002035 | 0.002258 | 0.002456 | 0.002278 | 0.002294 | 0.002091 | 0.001899 | 0.001878 | 0.001619 | 0.001324 | 0.000964 | 0.000428 | 0.000159 | -1.4e-05 | 0 | 0.000131 | 0.000104 | 0.000416 | 0.000504 | 0.000556 | 0.000248 | 0.000257 | 0.000172 | -0.000287 | -0.000577 | -0.000942
0.002012 | 0.002434 | 0.002002 | 0.001758 | 0.001644 | 0.001686 | 0.001679 | 0.001743 | 0.001681 | 0.001785 | 0.002023 | 0.002232 | 0.002345 | 0.002287 | 0.002184 | 0.002085 | 0.001895 | 0.001739 | 0.001559 | 0.001302 | 0.000902 | 0.000474 | 0.000172 | -2e-06 | 0 | 0.000126 | 0.000191 | 0.000409 | 0.000472 | 0.000602 | 0.000329 | 0.000276 | 0.000106 | -0.000216 | -0.000545 | -0.00097
0.002057 | 0.0024 | 0.001857 | 0.001666 | 0.001587 | 0.001617 | 0.001646 | 0.001662 | 0.00157 | 0.001644 | 0.001942 | 0.002066 | 0.002228 | 0.002144 | 0.002088 | 0.001939 | 0.001672 | 0.001609 | 0.00145 | 0.001177 | 0.000849 | 0.00041 | 0.00014 | -7e-06 | 0 | 0.000133 | 0.00013 | 0.00049 | 0.000508 | 0.000617 | 0.000269 | 0.000289 | 8e-05 | -0.0003 | -0.000559 | -0.000997
0.001765 | 0.002086 | 0.001674 | 0.001528 | 0.001434 | 0.001427 | 0.001408 | 0.001489 | 0.0014 | 0.001475 | 0.001708 | 0.001926 | 0.001986 | 0.001962 | 0.001901 | 0.001747 | 0.001495 | 0.001477 | 0.001287 | 0.001034 | 0.000797 | 0.000385 | 0.000119 | 1.5e-05 | 0 | 0.000207 | 0.000256 | 0.000538 | 0.000605 | 0.000641 | 0.000354 | 0.000295 | 0.000127 | -0.000237 | -0.000603 | -0.001016
0.002035 | 0.00244 | 0.001919 | 0.001665 | 0.001543 | 0.001545 | 0.00154 | 0.001577 | 0.001472 | 0.001551 | 0.001766 | 0.00192 | 0.002051 | 0.001917 | 0.001823 | 0.001669 | 0.00152 | 0.001443 | 0.001237 | 0.001025 | 0.000718 | 0.000288 | 3.1e-05 | -4.4e-05 | 0 | 0.000124 | 0.000208 | 0.000451 | 0.000536 | 0.000589 | 0.000226 | 0.000206 | 3.7e-05 | -0.00035 | -0.00063 | -0.001115
0.001973 | 0.002291 | 0.001775 | 0.001585 | 0.001512 | 0.001514 | 0.001517 | 0.001497 | 0.00143 | 0.00149 | 0.001707 | 0.001855 | 0.001897 | 0.00182 | 0.001739 | 0.001647 | 0.001364 | 0.001377 | 0.001126 | 0.000953 | 0.00066 | 0.000306 | 9.8e-05 | -5.8e-05 | 0 | 0.000157 | 0.000242 | 0.000509 | 0.000562 | 0.000644 | 0.000329 | 0.000257 | -5e-06 | -0.000344 | -0.000669 | -0.001097
0.001729 | 0.002058 | 0.0016 | 0.00138 | 0.001255 | 0.001226 | 0.001223 | 0.001273 | 0.001211 | 0.001294 | 0.001531 | 0.001693 | 0.001757 | 0.001713 | 0.001632 | 0.001514 | 0.001324 | 0.001238 | 0.001055 | 0.000862 | 0.000631 | 0.000239 | 9e-05 | -5.5e-05 | 0 | 0.000199 | 0.000299 | 0.000518 | 0.000536 | 0.000581 | 0.000309 | 0.000222 | -3e-06 | -0.000369 | -0.000768 | -0.001157
0.001824 | 0.002205 | 0.001633 | 0.001387 | 0.001289 | 0.001325 | 0.001271 | 0.001335 | 0.001252 | 0.001319 | 0.00152 | 0.001695 | 0.001777 | 0.001696 | 0.001627 | 0.00143 | 0.001276 | 0.001216 | 0.001027 | 0.000828 | 0.000559 | 0.000242 | 2.3e-05 | -6.5e-05 | 0 | 0.00014 | 0.000216 | 0.000476 | 0.000539 | 0.000495 | 0.000261 | 0.000125 | -9.8e-05 | -0.000486 | -0.00082 | -0.001221
0.001551 | 0.001862 | 0.001376 | 0.001244 | 0.001152 | 0.001156 | 0.001177 | 0.001203 | 0.001163 | 0.001275 | 0.001495 | 0.001695 | 0.001699 | 0.001662 | 0.001634 | 0.001459 | 0.001279 | 0.00121 | 0.001028 | 0.000856 | 0.000625 | 0.000302 | 3.9e-05 | 0 | 0 | 0.000169 | 0.00027 | 0.000551 | 0.000583 | 0.000544 | 0.000246 | 0.000107 | -9.6e-05 | -0.000528 | -0.000848 | -0.00125
0.001462 | 0.001844 | 0.001408 | 0.001206 | 0.001083 | 0.001111 | 0.00107 | 0.001174 | 0.00112 | 0.00121 | 0.001409 | 0.001559 | 0.001639 | 0.001569 | 0.001554 | 0.001337 | 0.001225 | 0.001132 | 0.000947 | 0.000788 | 0.000548 | 0.000254 | 4.9e-05 | -2.1e-05 | 0 | 0.000138 | 0.000268 | 0.000498 | 0.000558 | 0.000512 | 0.000216 | 7.5e-05 | -0.000183 | -0.00058 | -0.000917 | -0.001317
0.001467 | 0.001826 | 0.001297 | 0.001062 | 0.00099 | 0.001033 | 0.001034 | 0.00106 | 0.00103 | 0.00114 | 0.001356 | 0.001525 | 0.00156 | 0.001541 | 0.001534 | 0.001348 | 0.001227 | 0.001091 | 0.000922 | 0.000759 | 0.000553 | 0.000212 | -5e-06 | -4.7e-05 | 0 | 0.000115 | 0.000216 | 0.000441 | 0.000459 | 0.000459 | 0.000124 | -3.8e-05 | -0.000272 | -0.000653 | -0.000982 | -0.001408
0.001309 | 0.001625 | 0.001188 | 0.001046 | 0.000947 | 0.000986 | 0.000969 | 0.001049 | 0.001018 | 0.001164 | 0.001401 | 0.001575 | 0.001625 | 0.001534 | 0.001518 | 0.001393 | 0.001221 | 0.001128 | 0.000945 | 0.000815 | 0.000596 | 0.000278 | 5.7e-05 | -3.2e-05 | 0 | 0.000134 | 0.000244 | 0.000452 | 0.000446 | 0.000404 | 0.000109 | -6.4e-05 | -0.000338 | -0.00073 | -0.001069 | -0.001494
0.001117 | 0.001548 | 0.001116 | 0.000898 | 0.000807 | 0.000863 | 0.000873 | 0.000995 | 0.000971 | 0.001116 | 0.001342 | 0.001543 | 0.001619 | 0.001577 | 0.001516 | 0.001368 | 0.001209 | 0.001124 | 0.000959 | 0.000816 | 0.000583 | 0.000236 | 2.3e-05 | -4.7e-05 | 0 | 0.00012 | 0.000209 | 0.000411 | 0.000426 | 0.000333 | 4.6e-05 | -0.000144 | -0.000444 | -0.000811 | -0.001198 | -0.001584
0.00069 | 0.001052 | 0.000618 | 0.000514 | 0.000484 | 0.000561 | 0.000612 | 0.00071 | 0.000729 | 0.000919 | 0.001222 | 0.001413 | 0.001487 | 0.001431 | 0.001373 | 0.001281 | 0.001127 | 0.001032 | 0.000877 | 0.000771 | 0.000557 | 0.000218 | -6e-06 | 3e-06 | 0 | 0.000128 | 0.000224 | 0.000423 | 0.000409 | 0.000344 | 1.2e-05 | -0.000161 | -0.000452 | -0.000882 | -0.001221 | -0.001629
0.000631 | 0.001032 | 0.000668 | 0.000558 | 0.000463 | 0.000521 | 0.000543 | 0.000651 | 0.000686 | 0.000872 | 0.00117 | 0.001379 | 0.001444 | 0.001423 | 0.001382 | 0.001256 | 0.001081 | 0.001018 | 0.000861 | 0.00073 | 0.000529 | 0.00023 | 2.8e-05 | -3.6e-05 | 0 | 0.000104 | 0.000216 | 0.000379 | 0.000373 | 0.000233 | -3.5e-05 | -0.000236 | -0.000523 | -0.000959 | -0.001333 | -0.001731
0.000605 | 0.001024 | 0.000582 | 0.000412 | 0.000341 | 0.000445 | 0.00049 | 0.000624 | 0.000649 | 0.000851 | 0.001143 | 0.001376 | 0.001427 | 0.001392 | 0.001355 | 0.001209 | 0.001089 | 0.001001 | 0.000853 | 0.00072 | 0.000518 | 0.000221 | -1.2e-05 | -2.8e-05 | 0 | 7.4e-05 | 0.000159 | 0.000328 | 0.000287 | 0.000192 | -0.000105 | -0.000338 | -0.000651 | -0.001024 | -0.001374 | -0.001836
0.00053 | 0.000899 | 0.000477 | 0.000391 | 0.00033 | 0.00042 | 0.000451 | 0.000556 | 0.000601 | 0.000828 | 0.001148 | 0.001353 | 0.001408 | 0.001349 | 0.001297 | 0.001221 | 0.001057 | 0.000969 | 0.000806 | 0.000698 | 0.000517 | 0.000167 | -2e-05 | -2.9e-05 | 0 | 5.7e-05 | 0.000134 | 0.000265 | 0.000197 | 0.000116 | -0.000176 | -0.000427 | -0.000739 | -0.001137 | -0.00151 | -0.001926
0.000187 | 0.000611 | 0.000236 | 0.000131 | 5.4e-05 | 0.000135 | 0.000183 | 0.000345 | 0.000408 | 0.000651 | 0.001006 | 0.001239 | 0.00134 | 0.001271 | 0.001274 | 0.001161 | 0.001046 | 0.000944 | 0.00079 | 0.000707 | 0.00049 | 0.000205 | 3.5e-05 | 9e-06 | 0 | 8.8e-05 | 0.000108 | 0.000228 | 0.000187 | 7.4e-05 | -0.000251 | -0.000486 | -0.000805 | -0.001169 | -0.001559 | -0.001978
5.3e-05 | 0.000468 | 3.8e-05 | -6.5e-05 | -9.8e-05 | 1e-06 | 7.1e-05 | 0.000213 | 0.000304 | 0.000546 | 0.00092 | 0.001146 | 0.001246 | 0.001231 | 0.001212 | 0.001104 | 0.000976 | 0.000887 | 0.000749 | 0.000675 | 0.000484 | 0.000194 | 1.9e-05 | -1.2e-05 | 0 | 3.6e-05 | 7.6e-05 | 0.000157 | 8.4e-05 | -4.3e-05 | -0.000346 | -0.000581 | -0.000908 | -0.00127 | -0.001663 | -0.002075
-0.000194 | 0.000209 | -0.000141 | -0.000187 | -0.000226 | -0.000128 | -6.3e-05 | 7.1e-05 | 0.000168 | 0.000455 | 0.000866 | 0.001093 | 0.001215 | 0.001194 | 0.001223 | 0.001121 | 0.000989 | 0.0009 | 0.000769 | 0.000699 | 0.00053 | 0.000253 | 0.0001 | 3.3e-05 | 0 | 5.6e-05 | 1.3e-05 | 6.5e-05 | -1.4e-05 | -0.000149 | -0.000421 | -0.000648 | -0.000929 | -0.001333 | -0.001693 | -0.00211
-0.000316 | 0.000139 | -0.000216 | -0.000315 | -0.000364 | -0.000277 | -0.000197 | -3.2e-05 | 7e-05 | 0.000333 | 0.000734 | 0.000989 | 0.001131 | 0.001116 | 0.001132 | 0.001081 | 0.000913 | 0.000859 | 0.000733 | 0.000673 | 0.000447 | 0.000212 | 6.6e-05 | 9e-06 | 0 | -2.1e-05 | -6.2e-05 | -2.6e-05 | -8.7e-05 | -0.000246 | -0.000503 | -0.000738 | -0.001024 | -0.001375 | -0.001712 | -0.002147
-0.000469 | -3.2e-05 | -0.0004 | -0.000462 | -0.000473 | -0.000359 | -0.000262 | -0.000103 | -1e-06 | 0.000285 | 0.0007 | 0.000982 | 0.001091 | 0.001101 | 0.001118 | 0.00106 | 0.000959 | 0.000882 | 0.000756 | 0.000713 | 0.000544 | 0.000274 | 0.000124 | 3.3e-05 | 0 | -2e-06 | -4.8e-05 | -4.7e-05 | -0.000131 | -0.000263 | -0.000545 | -0.000741 | -0.001012 | -0.001373 | -0.001695 | -0.002124
0.002314 | 0.002722 | 0.002309 | 0.002086 | 0.001946 | 0.001987 | 0.002024 | 0.002118 | 0.002144 | 0.002351 | 0.002585 | 0.002735 | 0.002745 | 0.002643 | 0.002576 | 0.002427 | 0.002284 | 0.002151 | 0.001956 | 0.0017 | 0.001269 | 0.000742 | 0.000297 | 0.000131 | 0 | -8.5e-05 | -0.000208 | -0.000234 | -0.000331 | -0.000512 | -0.000787 | -0.000924 | -0.001262 | -0.0016 | -0.001931 | -0.00231
0.00227 | 0.002598 | 0.002233 | 0.002118 | 0.002044 | 0.002134 | 0.002193 | 0.002309 | 0.002364 | 0.002633 | 0.002974 | 0.003029 | 0.002949 | 0.002853 | 0.002779 | 0.002619 | 0.002455 | 0.002317 | 0.00207 | 0.001799 | 0.001334 | 0.000782 | 0.000351 | 0.000118 | 0 | -9.1e-05 | -0.000188 | -0.000195 | -0.000294 | -0.000449 | -0.000714 | -0.000927 | -0.001162 | -0.001562 | -0.001863 | -0.002276
0.001646 | 0.00208 | 0.001669 | 0.001503 | 0.001387 | 0.001477 | 0.001503 | 0.001673 | 0.001801 | 0.002045 | 0.002364 | 0.002521 | 0.002526 | 0.002422 | 0.002367 | 0.002239 | 0.002092 | 0.001927 | 0.001735 | 0.001512 | 0.001086 | 0.000622 | 0.000256 | 7.5e-05 | 0 | -6.5e-05 | -0.00017 | -0.000188 | -0.000332 | -0.000485 | -0.000727 | -0.000982 | -0.001222 | -0.00156 | -0.00191 | -0.002281
0.001447 | 0.001847 | 0.00145 | 0.001347 | 0.001299 | 0.00142 | 0.001492 | 0.001615 | 0.001678 | 0.001872 | 0.002184 | 0.002334 | 0.00234 | 0.002266 | 0.002215 | 0.002057 | 0.001981 | 0.001819 | 0.00161 | 0.001442 | 0.001077 | 0.000588 | 0.00023 | 7.2e-05 | 0 | -8.4e-05 | -0.000128 | -0.000132 | -0.000258 | -0.000397 | -0.000673 | -0.000849 | -0.001118 | -0.001469 | -0.001783 | -0.002188
0.001133 | 0.001478 | 0.001107 | 0.001028 | 0.000962 | 0.001053 | 0.001126 | 0.001267 | 0.001375 | 0.001646 | 0.002011 | 0.002151 | 0.00217 | 0.002112 | 0.002037 | 0.001889 | 0.001807 | 0.001688 | 0.001467 | 0.001295 | 0.000945 | 0.000519 | 0.000171 | 1.9e-05 | 0 | -4.3e-05 | -9.5e-05 | -6.2e-05 | -0.000177 | -0.000313 | -0.000591 | -0.000788 | -0.001037 | -0.001381 | -0.001708 | -0.002093
0.000874 | 0.00131 | 0.000946 | 0.000825 | 0.000722 | 0.00084 | 0.000896 | 0.001032 | 0.001111 | 0.001349 | 0.001652 | 0.001817 | 0.001862 | 0.001805 | 0.00176 | 0.001656 | 0.001546 | 0.00142 | 0.001256 | 0.001108 | 0.000786 | 0.000405 | 0.000124 | 2.9e-05 | 0 | -2.7e-05 | -4.1e-05 | -1e-05 | -0.000101 | -0.000211 | -0.000462 | -0.000664 | -0.00094 | -0.001241 | -0.001585 | -0.001979
0.000772 | 0.00116 | 0.000779 | 0.000715 | 0.000645 | 0.00077 | 0.000832 | 0.000958 | 0.00107 | 0.001313 | 0.001655 | 0.001806 | 0.001829 | 0.001747 | 0.001739 | 0.00163 | 0.001562 | 0.00142 | 0.001261 | 0.001114 | 0.000803 | 0.000416 | 0.000138 | 3.9e-05 | 0 | -1.8e-05 | -5.7e-05 | -2.9e-05 | -9e-05 | -0.00019 | -0.00046 | -0.000602 | -0.000866 | -0.001209 | -0.001517 | -0.00193
0.000421 | 0.000833 | 0.000544 | 0.000493 | 0.000422 | 0.000519 | 0.000595 | 0.000739 | 0.000845 | 0.001105 | 0.001445 | 0.00161 | 0.001648 | 0.001619 | 0.001584 | 0.001475 | 0.001374 | 0.001287 | 0.001153 | 0.001012 | 0.000721 | 0.00038 | 0.000112 | 1e-05 | 0 | 4e-06 | -3.6e-05 | 1.6e-05 | -5e-05 | -0.000162 | -0.000393 | -0.000569 | -0.00083 | -0.001171 | -0.001467 | -0.00184
0.000235 | 0.000667 | 0.000323 | 0.000247 | 0.000193 | 0.000338 | 0.000422 | 0.000578 | 0.00069 | 0.000941 | 0.001288 | 0.001493 | 0.001538 | 0.001493 | 0.001465 | 0.001357 | 0.001294 | 0.001181 | 0.001048 | 0.000957 | 0.000688 | 0.000371 | 9.5e-05 | 3.4e-05 | 0 | 4.3e-05 | 1.7e-05 | 9.3e-05 | -1e-06 | -9.2e-05 | -0.000338 | -0.000544 | -0.000765 | -0.0011 | -0.001397 | -0.001777
-1e-05 | 0.000397 | 7.5e-05 | 6.5e-05 | 1.1e-05 | 0.000132 | 0.000223 | 0.000385 | 0.000518 | 0.000776 | 0.001126 | 0.001304 | 0.00137 | 0.001339 | 0.001319 | 0.001253 | 0.001167 | 0.001113 | 0.000971 | 0.00086 | 0.000633 | 0.000296 | 5.1e-05 | 9e-06 | 0 | 2.3e-05 | 3.4e-05 | 0.0001 | 3.3e-05 | -4.4e-05 | -0.000299 | -0.000445 | -0.000695 | -0.001 | -0.001346 | -0.001696
-0.000292 | 0.000164 | -0.000122 | -0.000179 | -0.000227 | -9.1e-05 | -1.2e-05 | 0.000164 | 0.000302 | 0.000573 | 0.000958 | 0.001159 | 0.001223 | 0.001219 | 0.001202 | 0.001125 | 0.001035 | 0.000953 | 0.000833 | 0.000764 | 0.000526 | 0.000235 | 1.5e-05 | 1.3e-05 | 0 | 4.3e-05 | 4.6e-05 | 0.000142 | 9.2e-05 | -4.2e-05 | -0.000216 | -0.000417 | -0.000612 | -0.000937 | -0.001267 | -0.001613
-0.000633 | -0.000189 | -0.000515 | -0.000549 | -0.000574 | -0.000417 | -0.000312 | -0.000145 | -1.3e-05 | 0.00028 | 0.000638 | 0.000854 | 0.000968 | 0.000955 | 0.00097 | 0.000851 | 0.000838 | 0.000773 | 0.000668 | 0.000632 | 0.00042 | 0.000169 | -1.3e-05 | -3.4e-05 | 0 | 4.9e-05 | 7.9e-05 | 0.000176 | 0.00015 | 4.9e-05 | -0.000163 | -0.000331 | -0.000578 | -0.000889 | -0.001206 | -0.001556
-0.000889 | -0.000458 | -0.000717 | -0.000669 | -0.000695 | -0.000511 | -0.000407 | -0.000228 | -5e-05 | 0.00028 | 0.000705 | 0.000922 | 0.000997 | 0.000989 | 0.000986 | 0.000935 | 0.000858 | 0.000784 | 0.000684 | 0.000624 | 0.000411 | 0.000146 | -2.2e-05 | -5.4e-05 | 0 | 6.8e-05 | 9.2e-05 | 0.000178 | 0.00017 | 6.1e-05 | -0.000164 | -0.000304 | -0.000549 | -0.000866 | -0.001148 | -0.001535
-0.001007 | -0.000491 | -0.00074 | -0.000765 | -0.000801 | -0.000643 | -0.00054 | -0.000353 | -0.000193 | 0.000118 | 0.000532 | 0.00076 | 0.000854 | 0.00085 | 0.000876 | 0.000773 | 0.000719 | 0.000689 | 0.000563 | 0.000522 | 0.000309 | 7.3e-05 | -7.3e-05 | -6.4e-05 | 0 | 7.3e-05 | 0.000119 | 0.000221 | 0.000175 | 0.000121 | -0.000106 | -0.000271 | -0.000534 | -0.000806 | -0.001137 | -0.001491
-0.001075 | -0.000621 | -0.000926 | -0.000916 | -0.000901 | -0.00073 | -0.000612 | -0.000406 | -0.000257 | 6.1e-05 | 0.000474 | 0.000718 | 0.000814 | 0.000804 | 0.00082 | 0.000756 | 0.00069 | 0.000631 | 0.000549 | 0.000502 | 0.000292 | 6.9e-05 | -8e-05 | -8.8e-05 | 0 | 7.9e-05 | 0.000115 | 0.000235 | 0.000179 | 0.000116 | -0.000138 | -0.000259 | -0.000514 | -0.00082 | -0.001122 | -0.00149
-0.001305 | -0.000851 | -0.001093 | -0.001076 | -0.001102 | -0.000955 | -0.000842 | -0.00067 | -0.000508 | -0.000179 | 0.000238 | 0.000486 | 0.000617 | 0.000623 | 0.000659 | 0.00062 | 0.000536 | 0.000497 | 0.0004 | 0.000379 | 0.000251 | 9e-06 | -0.00011 | -9.7e-05 | 0 | 0.000103 | 0.000146 | 0.00028 | 0.000258 | 0.000179 | -4.5e-05 | -0.00023 | -0.000425 | -0.000753 | -0.001056 | -0.001431
-0.001603 | -0.001085 | -0.001337 | -0.001323 | -0.001316 | -0.001111 | -0.000988 | -0.000763 | -0.000582 | -0.000244 | 0.000213 | 0.000476 | 0.00059 | 0.000605 | 0.000642 | 0.000569 | 0.000512 | 0.000457 | 0.000355 | 0.000359 | 0.000174 | -1.7e-05 | -0.000116 | -8e-05 | 0 | 0.000105 | 0.000149 | 0.000286 | 0.000274 | 0.000201 | -2.9e-05 | -0.000189 | -0.000453 | -0.000763 | -0.001065 | -0.001423
-0.001661 | -0.001199 | -0.001466 | -0.001418 | -0.001399 | -0.001205 | -0.00106 | -0.000853 | -0.000683 | -0.000338 | 0.000112 | 0.000396 | 0.000484 | 0.000524 | 0.000544 | 0.000462 | 0.000441 | 0.000407 | 0.000302 | 0.000286 | 0.000154 | -6.8e-05 | -0.000166 | -0.00012 | 0 | 9.7e-05 | 0.000147 | 0.000277 | 0.000267 | 0.000172 | -4.5e-05 | -0.000222 | -0.000483 | -0.000764 | -0.00108 | -0.001426
-0.00201 | -0.001495 | -0.001723 | -0.001681 | -0.001664 | -0.001474 | -0.001343 | -0.001101 | -0.000893 | -0.000534 | -5.7e-05 | 0.000238 | 0.000381 | 0.000397 | 0.000452 | 0.000403 | 0.000372 | 0.000329 | 0.000249 | 0.000248 | 0.000105 | -6.5e-05 | -0.000175 | -0.000129 | 0 | 0.000126 | 0.000183 | 0.000304 | 0.000299 | 0.000216 | -8e-06 | -0.000175 | -0.00042 | -0.000739 | -0.001046 | -0.001418
-0.002248 | -0.001697 | -0.001933 | -0.001897 | -0.001848 | -0.00163 | -0.001492 | -0.001241 | -0.001061 | -0.000689 | -0.000204 | 0.00011 | 0.000273 | 0.000309 | 0.000353 | 0.000285 | 0.000261 | 0.00025 | 0.000183 | 0.000168 | 4.7e-05 | -0.000133 | -0.00018 | -0.000125 | 0 | 9.8e-05 | 0.000176 | 0.000304 | 0.000277 | 0.000183 | -4.8e-05 | -0.000195 | -0.00046 | -0.000764 | -0.001053 | -0.001453
-0.002453 | -0.001924 | -0.002137 | -0.002039 | -0.001973 | -0.001753 | -0.001605 | -0.001359 | -0.001131 | -0.000755 | -0.000229 | 8.1e-05 | 0.00024 | 0.000266 | 0.000307 | 0.000264 | 0.00023 | 0.000209 | 0.000152 | 0.000175 | 7.7e-05 | -0.000113 | -0.00019 | -0.000127 | 0 | 0.000108 | 0.000162 | 0.000288 | 0.000282 | 0.000175 | -7.1e-05 | -0.000217 | -0.000469 | -0.000792 | -0.001097 | -0.001488
-0.002694 | -0.002114 | -0.002296 | -0.00223 | -0.002168 | -0.001969 | -0.001795 | -0.001541 | -0.001295 | -0.000905 | -0.000349 | -3.5e-05 | 0.000169 | 0.000248 | 0.000269 | 0.000231 | 0.000168 | 0.000171 | 0.000124 | 0.000132 | 2.8e-05 | -0.000153 | -0.000184 | -0.000145 | 0 | 5.4e-05 | 0.000139 | 0.000272 | 0.000201 | 0.000124 | -0.000103 | -0.000291 | -0.000507 | -0.000828 | -0.001135 | -0.001547
-0.002844 | -0.002286 | -0.002523 | -0.00244 | -0.002341 | -0.00212 | -0.001951 | -0.001688 | -0.001438 | -0.001043 | -0.000508 | -0.000124 | 8.6e-05 | 0.00011 | 0.000183 | 0.000144 | 0.000102 | 0.00014 | 0.000104 | 0.000101 | 1.2e-05 | -0.000112 | -0.000168 | -8.7e-05 | 0 | 8.7e-05 | 0.000158 | 0.000273 | 0.000233 | 0.00017 | -0.000103 | -0.000254 | -0.000512 | -0.000792 | -0.001121 | -0.001499
-0.003185 | -0.002623 | -0.002799 | -0.002687 | -0.002588 | -0.00236 | -0.002166 | -0.001892 | -0.001643 | -0.001186 | -0.000614 | -0.000247 | -8e-06 | 2.3e-05 | 0.000117 | 8.8e-05 | 8.6e-05 | 7.8e-05 | 5.9e-05 | 8.5e-05 | 2.3e-05 | -0.00012 | -0.000146 | -0.000116 | 0 | 7.6e-05 | 0.000121 | 0.00022 | 0.000165 | 8.9e-05 | -0.000164 | -0.0003 | -0.000498 | -0.000839 | -0.001139 | -0.001532
-0.003627 | -0.003009 | -0.003171 | -0.003079 | -0.002959 | -0.002708 | -0.002511 | -0.002195 | -0.001933 | -0.001447 | -0.000823 | -0.000405 | -0.000164 | -0.000112 | 7e-06 | 1.5e-05 | -5.5e-05 | -5e-06 | -1e-05 | 4.9e-05 | -2.2e-05 | -0.000127 | -0.00015 | -8.9e-05 | 0 | 4.4e-05 | 7.4e-05 | 0.000169 | 0.000146 | 5.5e-05 | -0.000154 | -0.000304 | -0.000555 | -0.000847 | -0.001133 | -0.001511
-0.003688 | -0.00308 | -0.00325 | -0.003136 | -0.002992 | -0.002734 | -0.002507 | -0.00221 | -0.001943 | -0.001477 | -0.000842 | -0.000415 | -0.000156 | -6.7e-05 | 4.6e-05 | 4.2e-05 | 2.8e-05 | 4.1e-05 | 2.2e-05 | 6.4e-05 | 3.3e-05 | -0.000104 | -0.000106 | -5.4e-05 | 0 | 2.9e-05 | 4.9e-05 | 0.000164 | 0.000111 | 4.5e-05 | -0.000163 | -0.000294 | -0.000496 | -0.000771 | -0.00109 | -0.001498
-0.003791 | -0.003191 | -0.003336 | -0.003195 | -0.003079 | -0.002822 | -0.002616 | -0.002299 | -0.002033 | -0.00154 | -0.000876 | -0.000439 | -0.000186 | -6.9e-05 | -1.5e-05 | 7.6e-05 | 2.7e-05 | 1.6e-05 | 2e-06 | 9.6e-05 | 6.4e-05 | -4.8e-05 | -5.4e-05 | -6.3e-05 | 0 | 6.4e-05 | 5.8e-05 | 0.000149 | 0.00013 | 3.8e-05 | -0.000181 | -0.000262 | -0.00048 | -0.000739 | -0.001015 | -0.001417
-0.003872 | -0.003231 | -0.003412 | -0.00332 | -0.003162 | -0.002908 | -0.002703 | -0.002351 | -0.002093 | -0.001603 | -0.000953 | -0.000478 | -0.000199 | -7e-05 | 7e-06 | 5.4e-05 | 1.9e-05 | 5.1e-05 | 4.3e-05 | 0.000102 | 0.000121 | -2e-06 | -7e-05 | -4.7e-05 | 0 | 5.6e-05 | 1.6e-05 | 0.000104 | 9.3e-05 | 4.8e-05 | -0.000166 | -0.000268 | -0.000425 | -0.000693 | -0.000968 | -0.001335
-0.00387 | -0.003279 | -0.003463 | -0.003339 | -0.003197 | -0.00292 | -0.002696 | -0.002392 | -0.00209 | -0.001614 | -0.000929 | -0.000462 | -0.000146 | -0.0001 | 5.4e-05 | 5e-05 | 3.1e-05 | 7.6e-05 | 4.7e-05 | 0.000113 | 0.000113 | 7e-06 | -1.9e-05 | -5.3e-05 | 0 | 7e-06 | -3.4e-05 | 9.6e-05 | 3.9e-05 | -1.7e-05 | -0.000194 | -0.000254 | -0.000398 | -0.000681 | -0.00086 | -0.001274
-0.003604 | -0.003014 | -0.003206 | -0.003133 | -0.003003 | -0.002741 | -0.002535 | -0.002241 | -0.001983 | -0.001492 | -0.000842 | -0.000348 | -7.5e-05 | 5.1e-05 | 0.000154 | 0.000145 | 0.000101 | 0.000195 | 0.000119 | 0.000201 | 0.000152 | 5.4e-05 | -1.3e-05 | -5.9e-05 | 0 | -7e-06 | -6.6e-05 | 7.2e-05 | -3e-06 | 1.4e-05 | -0.000178 | -0.00019 | -0.000367 | -0.000608 | -0.000828 | -0.001207
-0.003712 | -0.003117 | -0.003336 | -0.003274 | -0.003107 | -0.002818 | -0.002637 | -0.002314 | -0.002039 | -0.001552 | -0.00088 | -0.000383 | -3e-05 | 3.1e-05 | 0.000147 | 0.000192 | 0.000139 | 0.000128 | 0.00019 | 0.000214 | 0.000193 | 7.5e-05 | 5.5e-05 | 0 | 0 | 4.9e-05 | 3.5e-05 | 0.000159 | 7.5e-05 | 0.000136 | -4e-05 | -4.5e-05 | -0.000222 | -0.000481 | -0.000683 | -0.001041
-0.003755 | -0.003174 | -0.003378 | -0.003311 | -0.003133 | -0.002847 | -0.002618 | -0.0023 | -0.002046 | -0.001552 | -0.000824 | -0.000361 | -2.3e-05 | 9e-05 | 0.000146 | 0.000181 | 0.00017 | 0.000204 | 0.000203 | 0.000282 | 0.000254 | 7.3e-05 | 9e-06 | 8e-06 | 0 | 1.8e-05 | -1e-05 | 0.000167 | 0.00014 | 0.000198 | -6.7e-05 | 3.8e-05 | -0.000159 | -0.000341 | -0.000521 | -0.000939
-0.004049 | -0.003421 | -0.003598 | -0.003496 | -0.003355 | -0.003054 | -0.002837 | -0.002475 | -0.002229 | -0.001678 | -0.000947 | -0.00048 | -8.5e-05 | -2.2e-05 | 0.000141 | 0.000144 | 6.7e-05 | 0.000156 | 0.000179 | 0.000195 | 0.0002 | 3.8e-05 | 3e-06 | -4.6e-05 | 0 | 6.9e-05 | 1e-06 | 0.000192 | 0.000159 | 0.000174 | 0.000105 | 7.6e-05 | -1.6e-05 | -0.000291 | -0.000426 | -0.000818
-0.004028 | -0.003386 | -0.00358 | -0.003481 | -0.003261 | -0.002995 | -0.002756 | -0.002388 | -0.002145 | -0.001637 | -0.000898 | -0.000397 | 0 | 8.5e-05 | 0.000183 | 0.000134 | 0.000132 | 0.000199 | 0.000177 | 0.000241 | 0.000178 | 6.8e-05 | 2e-06 | -7.4e-05 | 0 | 0.000119 | 6.4e-05 | 0.000264 | 0.000259 | 0.000333 | 0.000146 | 0.000205 | 0.000116 | -0.000109 | -0.000346 | -0.00069
-0.004096 | -0.003493 | -0.003675 | -0.003572 | -0.003393 | -0.003069 | -0.002845 | -0.002523 | -0.002301 | -0.001715 | -0.000984 | -0.000479 | -0.000138 | -5.2e-05 | 8.7e-05 | 0.000111 | -1e-06 | 0.000149 | 0.000122 | 0.000187 | 0.000164 | -9e-06 | -7.3e-05 | -3.3e-05 | 0 | 0.000104 | 0.000139 | 0.000339 | 0.000331 | 0.000386 | 0.000214 | 0.000331 | 0.000185 | -6.3e-05 | -0.000206 | -0.000566

## 242_CC_tcarray
0.057436 | 0.054422 | 0.054735 | 0.053429 | 0.048748 | 0.046966 | 0.042876 | 0.038391 | 0.036438 | 0.035682 | 0.03242 | 0.029785 | 0.02583 | 0.023793 | 0.022959 | 0.020502 | 0.018586 | 0.018701 | 0.016333 | 0.014077 | 0.011946 | 0.008921 | 0.004276 | 0.004167 | 0 | -0.002457 | -0.004389 | -0.007428 | -0.007485 | -0.011256 | -0.014694 | -0.01621 | -0.016673 | -0.019641 | -0.02037 | -0.019007
0.053689 | 0.051455 | 0.048196 | 0.044617 | 0.042482 | 0.04109 | 0.037407 | 0.034615 | 0.03249 | 0.030802 | 0.028004 | 0.024704 | 0.021518 | 0.02096 | 0.019655 | 0.017517 | 0.015354 | 0.015928 | 0.014676 | 0.011943 | 0.009547 | 0.007215 | 0.004184 | 0.003211 | 0 | -0.001366 | -0.003508 | -0.004395 | -0.006602 | -0.009073 | -0.011873 | -0.01296 | -0.014427 | -0.015725 | -0.016485 | -0.016233
0.044875 | 0.041595 | 0.039988 | 0.038887 | 0.036777 | 0.035657 | 0.0326 | 0.029203 | 0.027316 | 0.026231 | 0.024038 | 0.021921 | 0.018969 | 0.01807 | 0.016879 | 0.014836 | 0.014306 | 0.013758 | 0.012199 | 0.010584 | 0.008841 | 0.007055 | 0.003631 | 0.002877 | 0 | -0.001143 | -0.003195 | -0.004212 | -0.005486 | -0.007526 | -0.00995 | -0.011592 | -0.012775 | -0.013786 | -0.014269 | -0.013392
0.037285 | 0.035962 | 0.035129 | 0.032635 | 0.030164 | 0.029319 | 0.026522 | 0.023884 | 0.022927 | 0.021944 | 0.020258 | 0.018036 | 0.015602 | 0.01456 | 0.015093 | 0.012702 | 0.011482 | 0.011741 | 0.011043 | 0.009185 | 0.007341 | 0.005216 | 0.002924 | 0.002537 | 0 | -0.001013 | -0.002546 | -0.003717 | -0.005207 | -0.006607 | -0.008354 | -0.00993 | -0.010246 | -0.011652 | -0.01191 | -0.011384
0.03066 | 0.029088 | 0.027044 | 0.02572 | 0.024874 | 0.024406 | 0.022279 | 0.020198 | 0.018993 | 0.018366 | 0.016874 | 0.015861 | 0.013476 | 0.012813 | 0.012598 | 0.010795 | 0.010023 | 0.009919 | 0.00945 | 0.007767 | 0.006285 | 0.00491 | 0.002716 | 0.002146 | 0 | -0.000699 | -0.002276 | -0.002386 | -0.003781 | -0.005511 | -0.00675 | -0.007977 | -0.008962 | -0.009219 | -0.010106 | -0.009664
0.025294 | 0.023473 | 0.023184 | 0.022792 | 0.020958 | 0.020336 | 0.018534 | 0.016275 | 0.015458 | 0.01516 | 0.013887 | 0.012755 | 0.011213 | 0.010645 | 0.010119 | 0.008967 | 0.008412 | 0.008401 | 0.007828 | 0.006552 | 0.005226 | 0.004436 | 0.002207 | 0.001718 | 0 | -0.000805 | -0.001883 | -0.00326 | -0.003542 | -0.004675 | -0.00646 | -0.007046 | -0.007823 | -0.008297 | -0.008653 | -0.008329
0.01996 | 0.019705 | 0.019278 | 0.017631 | 0.016342 | 0.016268 | 0.014465 | 0.013139 | 0.012393 | 0.012109 | 0.011399 | 0.010201 | 0.008997 | 0.008713 | 0.008947 | 0.007144 | 0.006421 | 0.007241 | 0.006693 | 0.005433 | 0.004426 | 0.003077 | 0.001764 | 0.001498 | 0 | -0.000773 | -0.001938 | -0.002152 | -0.003344 | -0.003882 | -0.005237 | -0.006226 | -0.006962 | -0.007592 | -0.007471 | -0.007304
0.018272 | 0.016772 | 0.015455 | 0.015052 | 0.014811 | 0.014743 | 0.013215 | 0.011764 | 0.011094 | 0.010775 | 0.009931 | 0.009339 | 0.007955 | 0.007844 | 0.007698 | 0.006807 | 0.006008 | 0.006199 | 0.006012 | 0.004921 | 0.003954 | 0.003043 | 0.00177 | 0.001683 | 0 | -0.000641 | -0.001503 | -0.001789 | -0.002781 | -0.003458 | -0.004484 | -0.005262 | -0.005807 | -0.005937 | -0.006643 | -0.005954
0.015156 | 0.014254 | 0.01449 | 0.014095 | 0.012823 | 0.012406 | 0.011084 | 0.009683 | 0.009271 | 0.009218 | 0.008435 | 0.007878 | 0.006888 | 0.006582 | 0.00672 | 0.005716 | 0.005639 | 0.005352 | 0.005057 | 0.004124 | 0.003385 | 0.002908 | 0.00138 | 0.001096 | 0 | -0.000497 | -0.0015 | -0.001744 | -0.00236 | -0.00347 | -0.004125 | -0.00474 | -0.00479 | -0.00541 | -0.005444 | -0.0051
0.011957 | 0.01185 | 0.010942 | 0.010029 | 0.009525 | 0.009676 | 0.008548 | 0.007652 | 0.007208 | 0.007057 | 0.006649 | 0.006133 | 0.005593 | 0.005254 | 0.005321 | 0.004498 | 0.004337 | 0.004615 | 0.004303 | 0.003449 | 0.002801 | 0.001849 | 0.001053 | 0.000818 | 0 | -0.000708 | -0.001696 | -0.001767 | -0.002561 | -0.00297 | -0.0037 | -0.004035 | -0.004407 | -0.004708 | -0.004721 | -0.004482
0.010852 | 0.00969 | 0.00919 | 0.009338 | 0.009304 | 0.009103 | 0.008316 | 0.007027 | 0.006838 | 0.006767 | 0.006247 | 0.006063 | 0.005135 | 0.005308 | 0.005056 | 0.004423 | 0.004224 | 0.004208 | 0.004096 | 0.00348 | 0.002788 | 0.002263 | 0.001366 | 0.001376 | 0 | 0.000142 | -0.000751 | -0.000846 | -0.00153 | -0.001931 | -0.002578 | -0.003217 | -0.003386 | -0.003589 | -0.003836 | -0.003281
0.008656 | 0.008355 | 0.008664 | 0.008182 | 0.007393 | 0.007187 | 0.006186 | 0.005491 | 0.005294 | 0.005389 | 0.004994 | 0.004742 | 0.004446 | 0.004072 | 0.004292 | 0.003609 | 0.003782 | 0.003714 | 0.003421 | 0.002831 | 0.002311 | 0.001701 | 0.000992 | 0.000799 | 0 | -0.000458 | -0.000987 | -0.001204 | -0.001512 | -0.002203 | -0.002789 | -0.003096 | -0.003086 | -0.003414 | -0.003372 | -0.003001
0.006867 | 0.006601 | 0.005782 | 0.005341 | 0.005472 | 0.005718 | 0.005022 | 0.004467 | 0.004148 | 0.004088 | 0.003835 | 0.003646 | 0.003214 | 0.00315 | 0.003264 | 0.00302 | 0.00235 | 0.003044 | 0.00282 | 0.002236 | 0.001739 | 0.001348 | 0.000617 | 0.000551 | 0 | -0.000356 | -0.001006 | -0.000971 | -0.001554 | -0.001771 | -0.002456 | -0.002575 | -0.002868 | -0.00293 | -0.00303 | -0.002633
0.006038 | 0.005102 | 0.005088 | 0.005327 | 0.005171 | 0.004982 | 0.004535 | 0.003638 | 0.003672 | 0.003659 | 0.003538 | 0.003401 | 0.002987 | 0.003008 | 0.003183 | 0.002577 | 0.002758 | 0.002567 | 0.002612 | 0.002163 | 0.001744 | 0.001455 | 0.000716 | 0.000834 | 0 | -0.000114 | -0.00043 | -0.000619 | -0.000949 | -0.001256 | -0.0016 | -0.001953 | -0.002157 | -0.002142 | -0.002308 | -0.001874
0.004749 | 0.004924 | 0.004904 | 0.004371 | 0.003893 | 0.003998 | 0.003368 | 0.002963 | 0.002918 | 0.003042 | 0.002866 | 0.00272 | 0.00268 | 0.002523 | 0.002529 | 0.002385 | 0.002246 | 0.002491 | 0.002289 | 0.001892 | 0.001623 | 0.001083 | 0.000608 | 0.000562 | 0 | -0.000209 | -0.000604 | -0.000773 | -0.000986 | -0.001234 | -0.001819 | -0.001936 | -0.001767 | -0.00208 | -0.001838 | -0.001607
0.004014 | 0.003458 | 0.00279 | 0.002757 | 0.003181 | 0.003255 | 0.002988 | 0.002499 | 0.002335 | 0.002326 | 0.002283 | 0.002196 | 0.001889 | 0.002037 | 0.002035 | 0.001833 | 0.001574 | 0.001874 | 0.001838 | 0.001354 | 0.001114 | 0.000717 | 0.00045 | 0.000441 | 0 | -0.000136 | -0.000702 | -0.00045 | -0.001034 | -0.00112 | -0.001282 | -0.001636 | -0.001753 | -0.001847 | -0.001758 | -0.001411
0.00285 | 0.002383 | 0.002878 | 0.00315 | 0.002838 | 0.002829 | 0.002446 | 0.001863 | 0.001948 | 0.002067 | 0.001977 | 0.002019 | 0.001824 | 0.001893 | 0.001987 | 0.001601 | 0.001791 | 0.001563 | 0.001787 | 0.001457 | 0.001146 | 0.001067 | 0.000502 | 0.000588 | 0 | -1e-06 | -0.000106 | -0.000266 | -0.000445 | -0.000721 | -0.001007 | -0.001062 | -0.00117 | -0.001094 | -0.001227 | -0.000754
0.002054 | 0.002327 | 0.002052 | 0.001604 | 0.001431 | 0.001825 | 0.001445 | 0.001229 | 0.00124 | 0.001411 | 0.001305 | 0.001261 | 0.001388 | 0.001288 | 0.001449 | 0.001275 | 0.001259 | 0.001399 | 0.001423 | 0.001016 | 0.000963 | 0.000415 | 0.000395 | 0.000305 | 0 | -0.000112 | -0.000454 | -0.000389 | -0.000626 | -0.000752 | -0.001165 | -0.001123 | -0.001003 | -0.001227 | -0.000993 | -0.000742
0.001526 | 0.000905 | 0.000687 | 0.001039 | 0.001574 | 0.001601 | 0.001409 | 0.001061 | 0.001028 | 0.001144 | 0.001194 | 0.001329 | 0.00101 | 0.001236 | 0.00122 | 0.001215 | 0.001 | 0.001139 | 0.001354 | 0.00098 | 0.000706 | 0.000692 | 0.000326 | 0.000447 | 0 | 2.5e-05 | -0.000136 | -1.1e-05 | -0.000345 | -0.00037 | -0.000548 | -0.000773 | -0.000834 | -0.00081 | -0.000831 | -0.00041
0.00018 | 0.000194 | 0.000735 | 0.000758 | 0.000365 | 0.000502 | 0.00041 | 4.6e-05 | 0.000252 | 0.000451 | 0.00052 | 0.000628 | 0.000759 | 0.000869 | 0.000891 | 0.000764 | 0.001058 | 0.000948 | 0.000975 | 0.00073 | 0.000628 | 0.000457 | 0.000162 | 0.000163 | 0 | -4.6e-05 | -9.7e-05 | -0.000237 | -0.000127 | -0.000456 | -0.000436 | -0.000534 | -0.000487 | -0.000594 | -0.00049 | -0.000143
-0.000246 | -7.7e-05 | -0.000483 | -0.00059 | -0.000303 | 7.2e-05 | -0.000133 | -0.000154 | -0.000155 | 3.9e-05 | 9.1e-05 | 0.000156 | 0.000288 | 0.000279 | 0.000499 | 0.000373 | 0.000406 | 0.000701 | 0.000595 | 0.000423 | 0.000359 | 1.4e-05 | 9.2e-05 | 6.3e-05 | 0 | -0.000153 | -0.000379 | -0.000261 | -0.00039 | -0.000488 | -0.000675 | -0.000631 | -0.000597 | -0.000695 | -0.000492 | -0.000195
-0.000257 | -0.000821 | -0.000695 | -0.000205 | 0.000126 | 0.000159 | 5.6e-05 | -0.000227 | -7.1e-05 | 7.5e-05 | 0.00019 | 0.000458 | 0.000262 | 0.00058 | 0.000661 | 0.000497 | 0.00053 | 0.000546 | 0.000784 | 0.000585 | 0.000409 | 0.000431 | 0.000252 | 0.000421 | 0 | 0.000185 | 0.000104 | 0.000221 | 2.2e-05 | -1e-06 | 9e-05 | -0.000209 | -0.00023 | -8.6e-05 | -0.000109 | 0.000289
-0.001004 | -0.000645 | -0.000273 | -0.000389 | -0.000585 | -0.000334 | -0.000409 | -0.000565 | -0.000407 | -0.000205 | -0.000168 | -2e-06 | 0.000265 | 0.000303 | 0.000395 | 0.000177 | 0.00055 | 0.000552 | 0.000613 | 0.000437 | 0.000343 | 0.000202 | 5.6e-05 | 0.00015 | 0 | 6.3e-05 | 5e-06 | -1e-06 | 4.8e-05 | -9.4e-05 | -0.000264 | -6.9e-05 | -0.000117 | -9.6e-05 | 0.000118 | 0.00047
-0.001131 | -0.001295 | -0.001664 | -0.001483 | -0.000989 | -0.000661 | -0.000733 | -0.000788 | -0.00077 | -0.000528 | -0.000422 | -0.000262 | -0.000233 | -0.000129 | 6e-06 | 0.000158 | 5e-06 | 0.000325 | 0.000288 | 0.000112 | 0.000115 | -3e-05 | -3.9e-05 | 1.1e-05 | 0 | -5.8e-05 | -0.000144 | 0.00011 | -0.000132 | -3.3e-05 | -0.000132 | -0.000175 | -8.8e-05 | -0.000114 | -3.1e-05 | 0.000287
-0.001762 | -0.002015 | -0.00157 | -0.00119 | -0.001024 | -0.000974 | -0.000981 | -0.00114 | -0.000913 | -0.000752 | -0.000545 | -0.000265 | -0.000256 | -2.6e-05 | 3.1e-05 | 2.3e-05 | 0.000119 | 0.000136 | 0.000383 | 0.000153 | 0.000146 | 0.000188 | 2.6e-05 | 0.000259 | 0 | 0.000146 | 0.000203 | 0.000248 | 0.000293 | 0.000178 | 0.000274 | 0.000111 | 0.000184 | 0.000259 | 0.000273 | 0.000638
-0.001616 | -0.001208 | -0.001095 | -0.001235 | -0.001252 | -0.000887 | -0.00089 | -0.000912 | -0.000757 | -0.00054 | -0.000484 | -0.00031 | -7e-06 | 2e-06 | 0.000123 | 5.9e-05 | 0.000263 | 0.000363 | 0.00037 | 0.000203 | 0.000207 | 3.7e-05 | 4.2e-05 | 0.000131 | 0 | 0.000103 | 7e-05 | 0.000174 | 0.000212 | 0.000223 | 7.6e-05 | 0.000263 | 0.00037 | 0.000307 | 0.000576 | 0.000858
-0.001965 | -0.002303 | -0.002409 | -0.002021 | -0.001511 | -0.001261 | -0.001289 | -0.001318 | -0.001275 | -0.001004 | -0.000801 | -0.00062 | -0.000654 | -0.000382 | -0.0002 | -0.000169 | -0.000221 | 2.2e-05 | 8.2e-05 | -4.8e-05 | -2.5e-05 | -9e-05 | -7.7e-05 | 4.5e-05 | 0 | 9.6e-05 | -1.5e-05 | 0.000276 | 0.000119 | 0.000212 | 0.000249 | 0.000181 | 0.000265 | 0.000234 | 0.000274 | 0.000663
-0.002948 | -0.002842 | -0.002346 | -0.002123 | -0.002126 | -0.001938 | -0.001878 | -0.001872 | -0.001618 | -0.001388 | -0.001149 | -0.000805 | -0.000649 | -0.000436 | -0.000333 | -0.0004 | -0.000164 | -0.000205 | 8.3e-05 | 9e-06 | -5.5e-05 | 8.6e-05 | -4.8e-05 | 0.000136 | 0 | 0.000162 | 0.000297 | 0.00035 | 0.000427 | 0.000362 | 0.000463 | 0.000385 | 0.000406 | 0.000465 | 0.000528 | 0.000865
-0.002082 | -0.001835 | -0.001972 | -0.001939 | -0.001699 | -0.001311 | -0.00129 | -0.00119 | -0.001142 | -0.000902 | -0.000792 | -0.000593 | -0.000443 | -0.000351 | -0.000211 | -0.00022 | -7.6e-05 | 0.000104 | 9.7e-05 | -2.3e-05 | 3.8e-05 | -0.000167 | -0.000141 | -2.5e-05 | 0 | 2.5e-05 | 2.5e-05 | 0.000201 | 0.00017 | 0.000244 | 0.000139 | 0.000366 | 0.000439 | 0.000471 | 0.00078 | 0.00106
-0.002722 | -0.003001 | -0.002765 | -0.002283 | -0.001877 | -0.001731 | -0.001701 | -0.00176 | -0.001598 | -0.001319 | -0.001083 | -0.000835 | -0.000871 | -0.000598 | -0.000491 | -0.000299 | -0.000479 | -0.000243 | -0.000121 | -0.000203 | -0.000158 | -9.6e-05 | -0.000103 | 1.9e-05 | 0 | 0.000189 | 0.000186 | 0.000318 | 0.000273 | 0.000375 | 0.000532 | 0.000376 | 0.00046 | 0.000535 | 0.000566 | 0.000909
-0.003503 | -0.003182 | -0.002789 | -0.002727 | -0.002762 | -0.002496 | -0.002378 | -0.002293 | -0.002031 | -0.001795 | -0.001593 | -0.001222 | -0.000945 | -0.000815 | -0.00071 | -0.00073 | -0.000394 | -0.00042 | -0.000152 | -0.0002 | -0.000203 | -0.000103 | -9e-05 | 7.3e-05 | 0 | 0.000138 | 0.000225 | 0.000364 | 0.000444 | 0.000357 | 0.00041 | 0.000484 | 0.000476 | 0.000557 | 0.000591 | 0.000868
-0.002579 | -0.002523 | -0.002654 | -0.00244 | -0.002064 | -0.001679 | -0.001659 | -0.00156 | -0.001501 | -0.001229 | -0.001034 | -0.000855 | -0.000765 | -0.000615 | -0.000462 | -0.000418 | -0.0004 | -0.000135 | -0.000122 | -0.000196 | -9.4e-05 | -0.000257 | -0.000184 | -6e-05 | 0 | 6.4e-05 | 4.7e-05 | 0.000266 | 0.000294 | 0.000422 | 0.000377 | 0.000547 | 0.000646 | 0.00066 | 0.000914 | 0.001226
-0.002416 | -0.002647 | -0.002283 | -0.001856 | -0.001599 | -0.001559 | -0.001482 | -0.001481 | -0.00134 | -0.001174 | -0.000958 | -0.000726 | -0.000708 | -0.000463 | -0.00042 | -0.000331 | -0.00036 | -0.000199 | -0.000104 | -0.000157 | -0.000176 | -8.6e-05 | -2.8e-05 | 7e-05 | 0 | 0.000183 | 0.000236 | 0.000405 | 0.000418 | 0.000436 | 0.000679 | 0.000557 | 0.000622 | 0.000764 | 0.000815 | 0.001255
-0.00383 | -0.003361 | -0.003144 | -0.003181 | -0.003115 | -0.002758 | -0.002631 | -0.002472 | -0.002228 | -0.001978 | -0.001763 | -0.001435 | -0.001127 | -0.001014 | -0.000863 | -0.00091 | -0.000571 | -0.000555 | -0.000323 | -0.000325 | -0.000262 | -0.00019 | -0.000147 | 5.2e-05 | 0 | 0.000128 | 0.000268 | 0.000354 | 0.000422 | 0.000442 | 0.000438 | 0.000495 | 0.000511 | 0.000532 | 0.000609 | 0.000826
-0.003267 | -0.003373 | -0.003381 | -0.002947 | -0.002494 | -0.002209 | -0.002146 | -0.002077 | -0.00196 | -0.00163 | -0.001371 | -0.001173 | -0.001116 | -0.000904 | -0.000756 | -0.000608 | -0.00068 | -0.000393 | -0.000338 | -0.000367 | -0.000231 | -0.000288 | -0.000202 | -8.3e-05 | 0 | 0.000114 | 0.000116 | 0.000365 | 0.000315 | 0.000482 | 0.000462 | 0.000612 | 0.000691 | 0.000677 | 0.000863 | 0.001076
-0.002696 | -0.002674 | -0.002222 | -0.001953 | -0.001826 | -0.001716 | -0.001611 | -0.00154 | -0.001353 | -0.001191 | -0.000953 | -0.000713 | -0.000639 | -0.000474 | -0.000355 | -0.000394 | -0.00032 | -0.00028 | -0.0001 | -0.000143 | -0.000177 | -0.000102 | -8.1e-05 | 4.4e-05 | 0 | 0.000203 | 0.000332 | 0.000486 | 0.000564 | 0.00058 | 0.000841 | 0.000769 | 0.000892 | 0.001045 | 0.001162 | 0.001629
-0.003139 | -0.002821 | -0.002814 | -0.002753 | -0.002583 | -0.002217 | -0.002105 | -0.001957 | -0.001804 | -0.001577 | -0.001439 | -0.001166 | -0.000958 | -0.000852 | -0.000808 | -0.00075 | -0.000511 | -0.000431 | -0.000292 | -0.000333 | -0.000239 | -0.000275 | -0.000191 | 1.9e-05 | 0 | 0.000116 | 0.00018 | 0.000273 | 0.000314 | 0.000347 | 0.000322 | 0.000479 | 0.00047 | 0.000506 | 0.000722 | 0.000932
-0.004203 | -0.004314 | -0.004109 | -0.003641 | -0.003241 | -0.003024 | -0.002917 | -0.002819 | -0.002624 | -0.002266 | -0.001926 | -0.001614 | -0.001525 | -0.001299 | -0.001136 | -0.00096 | -0.001028 | -0.000734 | -0.000607 | -0.00058 | -0.000432 | -0.000368 | -0.000213 | -9.1e-05 | 0 | 8.2e-05 | 8.3e-05 | 0.000267 | 0.000269 | 0.000353 | 0.0004 | 0.000369 | 0.000393 | 0.000338 | 0.00037 | 0.000554
-0.003587 | -0.003277 | -0.002868 | -0.002683 | -0.002528 | -0.002334 | -0.002186 | -0.002 | -0.001745 | -0.001532 | -0.00125 | -0.000947 | -0.000781 | -0.000599 | -0.000532 | -0.000546 | -0.0004 | -0.000357 | -0.000148 | -0.000195 | -0.000204 | -0.000112 | -0.000105 | 6.4e-05 | 0 | 0.000199 | 0.000309 | 0.000372 | 0.000443 | 0.000476 | 0.00062 | 0.000652 | 0.000742 | 0.00083 | 0.000916 | 0.001261
-0.002161 | -0.002052 | -0.002084 | -0.001885 | -0.001643 | -0.001354 | -0.001236 | -0.001147 | -0.001054 | -0.000847 | -0.000742 | -0.000595 | -0.000495 | -0.000411 | -0.00033 | -0.000312 | -0.000203 | -8.8e-05 | -1.9e-05 | -0.000125 | -8.8e-05 | -0.000186 | -0.00012 | -7e-06 | 0 | 0.000108 | 7.3e-05 | 0.000231 | 0.000214 | 0.000309 | 0.000341 | 0.000544 | 0.0006 | 0.000783 | 0.001064 | 0.001361
-0.003178 | -0.003238 | -0.002942 | -0.002584 | -0.002324 | -0.002162 | -0.002068 | -0.001986 | -0.00183 | -0.001564 | -0.00127 | -0.001086 | -0.000992 | -0.0008 | -0.000652 | -0.000538 | -0.000586 | -0.000403 | -0.000303 | -0.000319 | -0.000227 | -0.000178 | -0.000107 | -4e-06 | 0 | 8.4e-05 | 0.000103 | 0.000189 | 0.000193 | 0.000191 | 0.000295 | 0.000256 | 0.000329 | 0.000306 | 0.000384 | 0.000689
-0.004442 | -0.004114 | -0.003865 | -0.003687 | -0.003531 | -0.00326 | -0.003089 | -0.002879 | -0.002621 | -0.002335 | -0.001978 | -0.00159 | -0.001319 | -0.001127 | -0.000995 | -0.000964 | -0.00075 | -0.000608 | -0.000434 | -0.000427 | -0.000329 | -0.000229 | -0.000124 | 6.1e-05 | 0 | 9.3e-05 | 0.000167 | 0.000211 | 0.000186 | 0.000181 | 0.00027 | 0.000214 | 0.000181 | 0.000148 | 0.000107 | 0.000295
-0.002778 | -0.002533 | -0.00224 | -0.002074 | -0.001964 | -0.001788 | -0.001662 | -0.001501 | -0.001313 | -0.001087 | -0.00087 | -0.000649 | -0.000504 | -0.000405 | -0.000296 | -0.000239 | -0.000186 | -8.3e-05 | 5.8e-05 | 4.4e-05 | 4.4e-05 | -1.8e-05 | -2.9e-05 | 3.1e-05 | 0 | 7e-05 | 4.1e-05 | 0.000102 | 0.000109 | 0.000118 | 0.000254 | 0.000318 | 0.000417 | 0.000489 | 0.000611 | 0.000873
-0.001381 | -0.001347 | -0.001396 | -0.00125 | -0.000984 | -0.000732 | -0.00061 | -0.000513 | -0.000423 | -0.000262 | -0.000167 | -7e-05 | -4.7e-05 | 5.3e-05 | 8.7e-05 | 9.8e-05 | 9.6e-05 | 0.000206 | 0.000328 | 0.000211 | 0.000137 | 6e-05 | -1.2e-05 | 6.1e-05 | 0 | 6.7e-05 | 5.5e-05 | 0.000139 | 0.000102 | 0.000195 | 0.00032 | 0.000469 | 0.000551 | 0.000729 | 0.001031 | 0.001391
-0.002154 | -0.002198 | -0.002008 | -0.001769 | -0.001629 | -0.001491 | -0.001389 | -0.001353 | -0.001229 | -0.001065 | -0.000901 | -0.000756 | -0.000683 | -0.000573 | -0.000472 | -0.000382 | -0.000307 | -0.000209 | -7.2e-05 | -0.00011 | -9e-05 | -7.8e-05 | -0.0001 | 2.5e-05 | 0 | 5.4e-05 | 7.3e-05 | 0.000122 | 0.000122 | 0.000154 | 0.000222 | 0.000253 | 0.000327 | 0.000335 | 0.000485 | 0.000741
-0.003837 | -0.003569 | -0.00333 | -0.003144 | -0.00299 | -0.002765 | -0.002622 | -0.002488 | -0.002268 | -0.002015 | -0.001709 | -0.001428 | -0.001218 | -0.001063 | -0.000919 | -0.00083 | -0.00073 | -0.000551 | -0.000372 | -0.000312 | -0.00022 | -0.000183 | -0.000104 | 4e-06 | 0 | 5.7e-05 | 4.2e-05 | 0.000141 | 0.000109 | 0.000138 | 0.000171 | 0.000161 | 0.000124 | 8.2e-05 | 5.7e-05 | 0.000174
-0.003656 | -0.003556 | -0.003429 | -0.003083 | -0.002756 | -0.002461 | -0.002269 | -0.002073 | -0.00183 | -0.001508 | -0.001186 | -0.000876 | -0.000759 | -0.000606 | -0.000523 | -0.00045 | -0.000381 | -0.000239 | -6.1e-05 | -0.000111 | -0.000119 | -8.6e-05 | -9.6e-05 | 2.8e-05 | 0 | 9.3e-05 | 0.000129 | 0.000196 | 0.000197 | 0.000295 | 0.000403 | 0.000459 | 0.000469 | 0.000542 | 0.000636 | 0.00085
-0.001873 | -0.001846 | -0.001666 | -0.001518 | -0.001417 | -0.001226 | -0.001098 | -0.001007 | -0.000879 | -0.000737 | -0.000617 | -0.000528 | -0.000468 | -0.000389 | -0.000293 | -0.000227 | -0.000189 | -7.4e-05 | 5.1e-05 | 4e-06 | 2.9e-05 | -6.2e-05 | -7.5e-05 | 2.9e-05 | 0 | 0.000121 | 0.000171 | 0.000265 | 0.000343 | 0.000435 | 0.000606 | 0.000732 | 0.000943 | 0.00108 | 0.001357 | 0.001729
-0.001826 | -0.001744 | -0.001623 | -0.001485 | -0.001306 | -0.001125 | -0.001017 | -0.00097 | -0.000896 | -0.000804 | -0.000677 | -0.000542 | -0.000465 | -0.000367 | -0.000261 | -0.000227 | -0.000167 | -7.1e-05 | 3.1e-05 | -3.4e-05 | -3.2e-05 | -5.8e-05 | -6.8e-05 | 4e-06 | 0 | 0.0001 | 0.00011 | 0.000209 | 0.000206 | 0.00028 | 0.000381 | 0.000486 | 0.000573 | 0.000691 | 0.000926 | 0.001263
-0.00398 | -0.003856 | -0.003579 | -0.003291 | -0.003066 | -0.002847 | -0.002696 | -0.002568 | -0.002363 | -0.002111 | -0.001879 | -0.00163 | -0.001436 | -0.001264 | -0.001129 | -0.000984 | -0.000901 | -0.000713 | -0.000543 | -0.000498 | -0.000395 | -0.000302 | -0.000177 | -3.9e-05 | 0 | 9.8e-05 | 0.000135 | 0.000187 | 0.000217 | 0.000251 | 0.000317 | 0.000312 | 0.00027 | 0.000244 | 0.000238 | 0.000398
-0.004679 | -0.004462 | -0.004159 | -0.003794 | -0.003555 | -0.003333 | -0.003125 | -0.002922 | -0.002699 | -0.002373 | -0.002023 | -0.001734 | -0.001521 | -0.00135 | -0.001194 | -0.001055 | -0.000934 | -0.000783 | -0.000553 | -0.000502 | -0.000362 | -0.000281 | -0.000187 | -2.7e-05 | 0 | 8.3e-05 | 0.000126 | 0.000261 | 0.000275 | 0.000312 | 0.000401 | 0.000409 | 0.000416 | 0.000375 | 0.000383 | 0.000527
-0.002934 | -0.002805 | -0.002623 | -0.002244 | -0.002036 | -0.001835 | -0.001681 | -0.001503 | -0.001338 | -0.001173 | -0.000997 | -0.00078 | -0.000691 | -0.000552 | -0.00049 | -0.000381 | -0.000336 | -0.000248 | -0.00011 | -0.000152 | -0.00012 | -0.000125 | -0.000135 | 7e-06 | 0 | 0.000111 | 0.000186 | 0.000343 | 0.000418 | 0.000501 | 0.000675 | 0.000772 | 0.000933 | 0.001068 | 0.001308 | 0.001621
-0.001761 | -0.001647 | -0.00145 | -0.001304 | -0.001169 | -0.000975 | -0.000892 | -0.000815 | -0.000749 | -0.000609 | -0.000527 | -0.000441 | -0.000362 | -0.00029 | -0.000207 | -0.000201 | -0.000156 | -6e-05 | 6.5e-05 | -4.9e-05 | -8.6e-05 | -0.00016 | -0.00016 | -4.2e-05 | 0 | 0.000119 | 0.000145 | 0.000278 | 0.000363 | 0.000479 | 0.000669 | 0.000832 | 0.001054 | 0.001274 | 0.00161 | 0.002026
-0.002899 | -0.002906 | -0.002849 | -0.00265 | -0.002411 | -0.002186 | -0.002 | -0.001895 | -0.001757 | -0.001576 | -0.001376 | -0.001173 | -0.001076 | -0.000955 | -0.000833 | -0.000746 | -0.00069 | -0.00053 | -0.000374 | -0.000364 | -0.00026 | -0.000185 | -0.000137 | -2.3e-05 | 0 | 9.6e-05 | 0.000183 | 0.000286 | 0.000293 | 0.000405 | 0.000508 | 0.000555 | 0.00065 | 0.000727 | 0.000901 | 0.001189
-0.005281 | -0.005107 | -0.004783 | -0.004486 | -0.004295 | -0.004056 | -0.00385 | -0.003667 | -0.003395 | -0.003106 | -0.002769 | -0.002455 | -0.00222 | -0.001981 | -0.001838 | -0.001603 | -0.00147 | -0.001275 | -0.001035 | -0.000886 | -0.000678 | -0.00051 | -0.000328 | -7.1e-05 | 0 | 0.000133 | 0.000228 | 0.000363 | 0.000428 | 0.000491 | 0.000566 | 0.000544 | 0.000511 | 0.000461 | 0.000425 | 0.000511
-0.005697 | -0.005445 | -0.005265 | -0.005046 | -0.00477 | -0.004428 | -0.004162 | -0.003861 | -0.003544 | -0.003105 | -0.00258 | -0.002124 | -0.001842 | -0.001661 | -0.001482 | -0.001349 | -0.001191 | -0.000993 | -0.000767 | -0.000649 | -0.000476 | -0.000405 | -0.000243 | -9.4e-05 | 0 | 0.000159 | 0.000222 | 0.000432 | 0.000434 | 0.000563 | 0.000693 | 0.000736 | 0.000759 | 0.000799 | 0.000863 | 0.000978
-0.003405 | -0.003282 | -0.002999 | -0.00248 | -0.002171 | -0.001975 | -0.001799 | -0.001674 | -0.001498 | -0.001274 | -0.001053 | -0.000881 | -0.000809 | -0.00064 | -0.000605 | -0.00051 | -0.000469 | -0.000343 | -0.000207 | -0.000224 | -0.000215 | -0.000199 | -0.000211 | -2.2e-05 | 0 | 0.000187 | 0.000333 | 0.000469 | 0.000566 | 0.000743 | 0.000967 | 0.001127 | 0.001294 | 0.001513 | 0.001745 | 0.002137
-0.001995 | -0.001837 | -0.001599 | -0.001495 | -0.001428 | -0.001232 | -0.001073 | -0.000979 | -0.000854 | -0.000741 | -0.000622 | -0.000591 | -0.000501 | -0.000407 | -0.000396 | -0.000334 | -0.000258 | -0.000192 | -7.2e-05 | -0.000137 | -0.000161 | -0.000227 | -0.000206 | -3.4e-05 | 0 | 0.000174 | 0.000306 | 0.000438 | 0.000576 | 0.000725 | 0.000969 | 0.001142 | 0.001408 | 0.001648 | 0.002045 | 0.002501
-0.003206 | -0.003156 | -0.003188 | -0.003031 | -0.002738 | -0.002472 | -0.002294 | -0.002127 | -0.002008 | -0.001828 | -0.001664 | -0.00146 | -0.001376 | -0.001205 | -0.001072 | -0.00101 | -0.000956 | -0.000765 | -0.000596 | -0.000557 | -0.000448 | -0.000394 | -0.000263 | -7.1e-05 | 0 | 0.000167 | 0.000221 | 0.00048 | 0.000495 | 0.000617 | 0.000798 | 0.000893 | 0.000996 | 0.001117 | 0.001354 | 0.001706
-0.005588 | -0.005518 | -0.00516 | -0.004689 | -0.004424 | -0.00425 | -0.004025 | -0.003831 | -0.003586 | -0.003261 | -0.002876 | -0.002509 | -0.002267 | -0.00206 | -0.001912 | -0.00168 | -0.001493 | -0.001376 | -0.001072 | -0.00093 | -0.000719 | -0.000483 | -0.000354 | -4.2e-05 | 0 | 0.000154 | 0.000309 | 0.000458 | 0.000568 | 0.000634 | 0.000741 | 0.000702 | 0.000722 | 0.000643 | 0.000597 | 0.000753
-0.006321 | -0.005864 | -0.005552 | -0.005377 | -0.00517 | -0.00485 | -0.0046 | -0.00427 | -0.003968 | -0.003555 | -0.003108 | -0.002677 | -0.002346 | -0.002173 | -0.002012 | -0.00179 | -0.001627 | -0.001439 | -0.001124 | -0.000949 | -0.000695 | -0.00056 | -0.00034 | -8.8e-05 | 0 | 0.000197 | 0.00034 | 0.000559 | 0.000654 | 0.000755 | 0.000835 | 0.00091 | 0.000931 | 0.000909 | 0.000885 | 0.000948
-0.004539 | -0.004459 | -0.004356 | -0.003925 | -0.003505 | -0.003249 | -0.00298 | -0.002783 | -0.002529 | -0.002233 | -0.001911 | -0.001627 | -0.001519 | -0.001355 | -0.001192 | -0.001129 | -0.001076 | -0.000867 | -0.000627 | -0.000561 | -0.000493 | -0.000378 | -0.000273 | -0.000109 | 0 | 0.00023 | 0.000309 | 0.000601 | 0.000626 | 0.00078 | 0.00105 | 0.001183 | 0.001302 | 0.001443 | 0.001639 | 0.001966
-0.002536 | -0.002444 | -0.002046 | -0.001747 | -0.001643 | -0.001523 | -0.001332 | -0.001219 | -0.00107 | -0.00092 | -0.000768 | -0.000707 | -0.000625 | -0.000475 | -0.000567 | -0.000471 | -0.000347 | -0.000355 | -0.000147 | -0.000223 | -0.000216 | -0.000214 | -0.000254 | -1e-05 | 0 | 0.000217 | 0.000413 | 0.000523 | 0.000729 | 0.000909 | 0.001161 | 0.0013 | 0.001664 | 0.00191 | 0.002235 | 0.002829
-0.00242 | -0.002165 | -0.002128 | -0.002124 | -0.001889 | -0.001578 | -0.001377 | -0.001185 | -0.001086 | -0.000948 | -0.000904 | -0.000806 | -0.00072 | -0.000679 | -0.000631 | -0.000601 | -0.000512 | -0.000428 | -0.000262 | -0.000319 | -0.00027 | -0.000329 | -0.000255 | -9.9e-05 | 0 | 0.000175 | 0.000226 | 0.000487 | 0.00055 | 0.000746 | 0.000871 | 0.00114 | 0.001325 | 0.001646 | 0.002059 | 0.002464
-0.004142 | -0.004277 | -0.004119 | -0.003597 | -0.003258 | -0.003066 | -0.002842 | -0.002729 | -0.002513 | -0.002254 | -0.001966 | -0.001734 | -0.001701 | -0.00149 | -0.001325 | -0.001217 | -0.00121 | -0.001033 | -0.000767 | -0.000705 | -0.000608 | -0.000374 | -0.000265 | -3.4e-05 | 0 | 0.0002 | 0.000265 | 0.000484 | 0.000489 | 0.000609 | 0.000756 | 0.000783 | 0.0009 | 0.000911 | 0.001022 | 0.00136
-0.006677 | -0.006178 | -0.00559 | -0.005311 | -0.005206 | -0.004944 | -0.004651 | -0.004339 | -0.004053 | -0.003639 | -0.003191 | -0.002809 | -0.002442 | -0.002203 | -0.002117 | -0.001906 | -0.001595 | -0.001427 | -0.001169 | -0.000987 | -0.000699 | -0.000473 | -0.00036 | -2.7e-05 | 0 | 0.000132 | 0.000313 | 0.00038 | 0.000539 | 0.000542 | 0.000603 | 0.000532 | 0.000495 | 0.000416 | 0.000334 | 0.000424
-0.006426 | -0.006057 | -0.006012 | -0.0057 | -0.005211 | -0.004779 | -0.004519 | -0.004178 | -0.003846 | -0.003368 | -0.002872 | -0.002415 | -0.002231 | -0.002016 | -0.00181 | -0.001633 | -0.001554 | -0.001369 | -0.001045 | -0.000866 | -0.000649 | -0.000533 | -0.000266 | -0.000103 | 0 | 0.00016 | 0.000165 | 0.000453 | 0.000356 | 0.000453 | 0.000478 | 0.000656 | 0.000553 | 0.000482 | 0.000468 | 0.000473
-0.00451 | -0.004529 | -0.004019 | -0.003332 | -0.003084 | -0.002929 | -0.002712 | -0.002508 | -0.002241 | -0.001874 | -0.001527 | -0.001271 | -0.001144 | -0.000997 | -0.000873 | -0.000858 | -0.000727 | -0.000644 | -0.000411 | -0.000357 | -0.000326 | -0.000139 | -0.000167 | 4.8e-05 | 0 | 0.000189 | 0.000321 | 0.000394 | 0.000471 | 0.000584 | 0.000865 | 0.000834 | 0.000946 | 0.001016 | 0.001125 | 0.001489
-0.00231 | -0.001777 | -0.001455 | -0.001501 | -0.001436 | -0.001128 | -0.000937 | -0.000723 | -0.000608 | -0.000448 | -0.000315 | -0.000235 | -0.000116 | -2e-05 | -0.000125 | -0.000101 | 3.1e-05 | -3.5e-05 | 0.000183 | 5.1e-05 | 3e-06 | -0.000157 | -0.000171 | 1e-06 | 0 | 0.000146 | 0.00016 | 0.000345 | 0.000502 | 0.000585 | 0.000781 | 0.000912 | 0.001226 | 0.001472 | 0.001863 | 0.002261
-0.000732 | -0.000909 | -0.001119 | -0.00082 | -0.000403 | -0.000172 | -3.4e-05 | 4.6e-05 | 0.000105 | 0.000217 | 0.000196 | 0.000209 | 4.6e-05 | 7.8e-05 | 0.00013 | 0.000126 | 2.9e-05 | 0.000181 | 0.000236 | 8.1e-05 | 4.8e-05 | -7.9e-05 | -5.8e-05 | 7e-06 | 0 | 0.000141 | 8.9e-05 | 0.000388 | 0.000276 | 0.000458 | 0.000703 | 0.00088 | 0.001139 | 0.001425 | 0.00189 | 0.002341
-0.002357 | -0.002394 | -0.001848 | -0.001453 | -0.001453 | -0.00145 | -0.001247 | -0.001135 | -0.001013 | -0.000862 | -0.000745 | -0.000637 | -0.000554 | -0.000418 | -0.000433 | -0.000401 | -0.000264 | -0.000246 | -0.000112 | -0.000189 | -0.000206 | -8.3e-05 | -0.00013 | 0.000107 | 0 | 0.000112 | 0.000247 | 0.000211 | 0.000332 | 0.000367 | 0.000565 | 0.000594 | 0.000753 | 0.000868 | 0.001065 | 0.001517
-0.005013 | -0.004475 | -0.004372 | -0.00442 | -0.004165 | -0.003724 | -0.003519 | -0.003177 | -0.002986 | -0.002664 | -0.002356 | -0.002025 | -0.001752 | -0.001521 | -0.001491 | -0.001331 | -0.001254 | -0.001101 | -0.000741 | -0.000704 | -0.000442 | -0.000372 | -0.000266 | 7.5e-05 | 0 | 6.7e-05 | 5.9e-05 | 0.00035 | 0.000312 | 0.000361 | 0.000313 | 0.000298 | 0.000353 | 0.000285 | 0.000352 | 0.000472
-0.006208 | -0.006292 | -0.00611 | -0.005363 | -0.004931 | -0.004679 | -0.004401 | -0.00416 | -0.00385 | -0.003378 | -0.002868 | -0.002392 | -0.002324 | -0.002115 | -0.001749 | -0.001697 | -0.00168 | -0.00129 | -0.001024 | -0.000831 | -0.000579 | -0.000372 | -0.000139 | 1.4e-05 | 0 | 0.000231 | 0.000137 | 0.000391 | 0.000224 | 0.000278 | 0.000385 | 0.000363 | 0.000131 | 7.2e-05 | -6.4e-05 | -3.1e-05
-0.00686 | -0.006384 | -0.005589 | -0.00526 | -0.005204 | -0.005007 | -0.004756 | -0.00442 | -0.004028 | -0.003615 | -0.003104 | -0.002603 | -0.00215 | -0.001905 | -0.001832 | -0.001682 | -0.001405 | -0.001362 | -0.000978 | -0.000817 | -0.00063 | -0.000348 | -0.000278 | 8.7e-05 | 0 | 0.000128 | 0.000247 | 0.000317 | 0.000389 | 0.000491 | 0.000503 | 0.000409 | 0.000552 | 0.000412 | 0.000269 | 0.000449
-0.004483 | -0.004055 | -0.004136 | -0.003974 | -0.003533 | -0.003097 | -0.002831 | -0.002502 | -0.002339 | -0.001955 | -0.001699 | -0.001366 | -0.001345 | -0.001134 | -0.001082 | -0.000902 | -0.000895 | -0.000726 | -0.000398 | -0.000381 | -0.000227 | -0.000367 | -0.000226 | -3.2e-05 | 0 | 0.000139 | 4.6e-05 | 0.000411 | 0.000373 | 0.000584 | 0.000603 | 0.000896 | 0.000924 | 0.001058 | 0.001298 | 0.00148
-0.002434 | -0.002709 | -0.002346 | -0.001595 | -0.00139 | -0.00129 | -0.001069 | -0.001034 | -0.000819 | -0.000575 | -0.0004 | -0.000312 | -0.000322 | -0.000264 | -0.000113 | -9.5e-05 | -0.000351 | -0.000116 | -1.6e-05 | 1.6e-05 | -2.2e-05 | 3.3e-05 | 2.5e-05 | 0.000113 | 0 | 0.000224 | 0.000299 | 0.000544 | 0.000496 | 0.000698 | 0.001083 | 0.001156 | 0.001524 | 0.001821 | 0.002108 | 0.002707
-0.002397 | -0.001656 | -0.001085 | -0.001138 | -0.001208 | -0.000866 | -0.000682 | -0.000374 | -0.000187 | -0.000121 | -0.000132 | -4.3e-05 | 0.00012 | 0.000232 | 8.5e-05 | 1.5e-05 | 0.000237 | 0.000134 | 0.000409 | 0.000193 | 0.00012 | 3.8e-05 | -7e-05 | 0.000236 | 0 | 0.000161 | 0.000371 | 0.000368 | 0.000672 | 0.000648 | 0.000848 | 0.001102 | 0.001441 | 0.001956 | 0.002256 | 0.002838

## 222_CC_taarray
-0.067675 | -0.068378 | -0.068164 | -0.067265 | -0.064895 | -0.062005 | -0.058955 | -0.055796 | -0.052707 | -0.050603 | -0.046393 | -0.043287 | -0.041285 | -0.038073 | -0.034586 | -0.031177 | -0.027747 | -0.02532 | -0.023642 | -0.021278 | -0.017411 | -0.015416 | -0.011407 | -0.008056 | -0.00498 | 0 | 0.002784 | 0.005758 | 0.008211 | 0.012436 | 0.017254 | 0.021723 | 0.025571 | 0.028202 | 0.032269 | 0.034893 | 0.037181
-0.056888 | -0.057219 | -0.05727 | -0.056514 | -0.055119 | -0.052628 | -0.049477 | -0.046701 | -0.044048 | -0.042633 | -0.039382 | -0.036399 | -0.034986 | -0.03252 | -0.029427 | -0.026638 | -0.023075 | -0.021205 | -0.019769 | -0.017418 | -0.014544 | -0.012646 | -0.009306 | -0.006846 | -0.003365 | 0 | 0.002475 | 0.00518 | 0.007407 | 0.011032 | 0.014614 | 0.018237 | 0.02118 | 0.023222 | 0.026732 | 0.0289 | 0.030324
-0.045736 | -0.045973 | -0.046046 | -0.045377 | -0.043794 | -0.04179 | -0.039354 | -0.037209 | -0.035198 | -0.033866 | -0.030915 | -0.028924 | -0.027416 | -0.025316 | -0.023038 | -0.020849 | -0.017742 | -0.016205 | -0.015373 | -0.013564 | -0.011166 | -0.009627 | -0.007091 | -0.005325 | -0.002854 | 0 | 0.001457 | 0.003775 | 0.005188 | 0.008418 | 0.011251 | 0.01366 | 0.015956 | 0.017106 | 0.019652 | 0.021448 | 0.022851
-0.035598 | -0.035562 | -0.035397 | -0.034792 | -0.033936 | -0.032467 | -0.030623 | -0.029073 | -0.027342 | -0.026062 | -0.024233 | -0.022394 | -0.021511 | -0.01979 | -0.017918 | -0.016028 | -0.013782 | -0.012536 | -0.011489 | -0.010305 | -0.008395 | -0.007371 | -0.005102 | -0.003883 | -0.002121 | 0 | 0.001106 | 0.002805 | 0.003739 | 0.005784 | 0.007719 | 0.009592 | 0.011495 | 0.012007 | 0.013824 | 0.01526 | 0.015746
-0.026648 | -0.026525 | -0.026336 | -0.025959 | -0.025372 | -0.02439 | -0.022794 | -0.021471 | -0.020116 | -0.019691 | -0.018005 | -0.016558 | -0.015803 | -0.014561 | -0.013159 | -0.011629 | -0.009822 | -0.00869 | -0.00815 | -0.007243 | -0.006085 | -0.005268 | -0.003881 | -0.002775 | -0.001573 | 0 | 0.000811 | 0.001829 | 0.002477 | 0.004195 | 0.0055 | 0.006475 | 0.008255 | 0.008266 | 0.00975 | 0.010378 | 0.011135
-0.020475 | -0.020479 | -0.020334 | -0.02008 | -0.019627 | -0.018802 | -0.017604 | -0.016986 | -0.015762 | -0.01516 | -0.013757 | -0.012793 | -0.012144 | -0.011004 | -0.01002 | -0.008741 | -0.007163 | -0.00661 | -0.006046 | -0.005387 | -0.004135 | -0.003866 | -0.002747 | -0.002264 | -0.00137 | 0 | 0.0007 | 0.001493 | 0.001705 | 0.003143 | 0.003766 | 0.005214 | 0.005923 | 0.005977 | 0.007138 | 0.007572 | 0.00802
-0.016839 | -0.016772 | -0.016662 | -0.016394 | -0.016243 | -0.015512 | -0.014659 | -0.013847 | -0.013086 | -0.012418 | -0.011347 | -0.010364 | -0.01017 | -0.009181 | -0.008282 | -0.007248 | -0.005957 | -0.005235 | -0.005037 | -0.004354 | -0.003725 | -0.003223 | -0.002305 | -0.001926 | -0.000965 | 0 | 8.3e-05 | 0.000951 | 0.001414 | 0.002149 | 0.002787 | 0.003905 | 0.004699 | 0.004513 | 0.005189 | 0.005508 | 0.005778
-0.014141 | -0.014177 | -0.014085 | -0.013866 | -0.013758 | -0.013171 | -0.012256 | -0.011704 | -0.010894 | -0.010566 | -0.009639 | -0.00863 | -0.008424 | -0.007495 | -0.006757 | -0.005827 | -0.004609 | -0.004232 | -0.00394 | -0.003608 | -0.002889 | -0.002596 | -0.001969 | -0.001528 | -0.000711 | 0 | 0.000213 | 0.00077 | 0.000905 | 0.001927 | 0.002163 | 0.003354 | 0.003668 | 0.003498 | 0.004255 | 0.004635 | 0.0046
-0.012466 | -0.012506 | -0.012389 | -0.012283 | -0.012235 | -0.011831 | -0.011154 | -0.01061 | -0.009937 | -0.009563 | -0.008738 | -0.007991 | -0.007673 | -0.007014 | -0.006324 | -0.005417 | -0.004392 | -0.003925 | -0.003791 | -0.003364 | -0.002799 | -0.002489 | -0.001847 | -0.001526 | -0.000811 | 0 | 0.000146 | 0.000649 | 0.000868 | 0.001621 | 0.002042 | 0.002866 | 0.003411 | 0.003065 | 0.004008 | 0.004079 | 0.004255
-0.011051 | -0.01124 | -0.011183 | -0.01111 | -0.011134 | -0.010714 | -0.01015 | -0.009675 | -0.009102 | -0.008609 | -0.007887 | -0.007226 | -0.006952 | -0.006253 | -0.005638 | -0.004847 | -0.003898 | -0.003477 | -0.003322 | -0.002926 | -0.002549 | -0.002252 | -0.001646 | -0.001288 | -0.000731 | 0 | 0.00024 | 0.000554 | 0.00103 | 0.001588 | 0.00213 | 0.002826 | 0.003195 | 0.003053 | 0.003689 | 0.003875 | 0.003812
-0.010075 | -0.01017 | -0.010204 | -0.010217 | -0.010195 | -0.00979 | -0.009243 | -0.008789 | -0.00828 | -0.008119 | -0.007303 | -0.006621 | -0.006405 | -0.005706 | -0.005152 | -0.0044 | -0.003496 | -0.003192 | -0.003119 | -0.002757 | -0.002359 | -0.002045 | -0.00155 | -0.001242 | -0.000639 | 0 | 0.000193 | 0.000796 | 0.000856 | 0.001567 | 0.001907 | 0.002618 | 0.003058 | 0.002906 | 0.003345 | 0.003676 | 0.003832
-0.008807 | -0.009132 | -0.009233 | -0.009309 | -0.009325 | -0.00914 | -0.008688 | -0.008304 | -0.007928 | -0.007431 | -0.006755 | -0.006268 | -0.006 | -0.005449 | -0.004819 | -0.004181 | -0.003413 | -0.003048 | -0.002931 | -0.002625 | -0.002254 | -0.002032 | -0.001332 | -0.001241 | -0.000588 | 0 | 0.000228 | 0.000722 | 0.0009 | 0.00135 | 0.001769 | 0.00253 | 0.002873 | 0.002822 | 0.003302 | 0.003502 | 0.003614
-0.008324 | -0.008468 | -0.008601 | -0.008674 | -0.008904 | -0.008533 | -0.00809 | -0.007743 | -0.00734 | -0.007152 | -0.00649 | -0.00592 | -0.005586 | -0.005073 | -0.004515 | -0.003836 | -0.003128 | -0.002676 | -0.002589 | -0.002432 | -0.002096 | -0.001794 | -0.001368 | -0.001018 | -0.000528 | 0 | 0.000168 | 0.000645 | 0.000816 | 0.001387 | 0.001755 | 0.002393 | 0.002672 | 0.002599 | 0.003226 | 0.003526 | 0.003641
-0.00722 | -0.007537 | -0.007737 | -0.007809 | -0.007909 | -0.007719 | -0.007373 | -0.00716 | -0.006651 | -0.006364 | -0.005803 | -0.005293 | -0.005048 | -0.004502 | -0.004049 | -0.003388 | -0.00276 | -0.002419 | -0.00239 | -0.002149 | -0.001953 | -0.001706 | -0.001288 | -0.001039 | -0.000504 | 0 | 0.000146 | 0.000503 | 0.000758 | 0.001305 | 0.001609 | 0.002373 | 0.00271 | 0.002625 | 0.003095 | 0.003372 | 0.003503
-0.006833 | -0.007118 | -0.007376 | -0.007511 | -0.007634 | -0.007515 | -0.007232 | -0.006916 | -0.006482 | -0.006244 | -0.005727 | -0.005226 | -0.00498 | -0.004422 | -0.003969 | -0.003394 | -0.002758 | -0.002409 | -0.002352 | -0.002101 | -0.001841 | -0.001662 | -0.001208 | -0.000942 | -0.000495 | 0 | 8.5e-05 | 0.000595 | 0.000745 | 0.001234 | 0.00154 | 0.00217 | 0.002582 | 0.002496 | 0.002887 | 0.003199 | 0.003198
-0.006034 | -0.006368 | -0.006626 | -0.006798 | -0.006953 | -0.00674 | -0.006443 | -0.006269 | -0.005913 | -0.005693 | -0.00524 | -0.004675 | -0.004346 | -0.003913 | -0.003437 | -0.002883 | -0.002312 | -0.002 | -0.002008 | -0.001868 | -0.001622 | -0.001519 | -0.001141 | -0.00089 | -0.000553 | 0 | 0.000183 | 0.000461 | 0.000766 | 0.001282 | 0.001609 | 0.002159 | 0.002434 | 0.002549 | 0.002915 | 0.003121 | 0.003343
-0.005476 | -0.005888 | -0.006228 | -0.006395 | -0.006518 | -0.006455 | -0.006268 | -0.006139 | -0.005699 | -0.005396 | -0.004941 | -0.004482 | -0.004202 | -0.003736 | -0.003347 | -0.002769 | -0.00222 | -0.002007 | -0.001912 | -0.001824 | -0.001627 | -0.001448 | -0.00115 | -0.000868 | -0.000379 | 0 | 0.000178 | 0.000481 | 0.000695 | 0.001226 | 0.001489 | 0.00215 | 0.002378 | 0.002365 | 0.002881 | 0.003064 | 0.003128
-0.005316 | -0.00565 | -0.005933 | -0.0061 | -0.006288 | -0.006254 | -0.006017 | -0.005757 | -0.005506 | -0.00524 | -0.004909 | -0.004421 | -0.004143 | -0.003742 | -0.003301 | -0.002788 | -0.002242 | -0.001944 | -0.001942 | -0.001756 | -0.001646 | -0.001439 | -0.001114 | -0.000848 | -0.000412 | 0 | 0.000104 | 0.000495 | 0.000789 | 0.001074 | 0.001376 | 0.002011 | 0.002397 | 0.002347 | 0.002656 | 0.002891 | 0.00301
-0.004825 | -0.005215 | -0.005521 | -0.005707 | -0.005861 | -0.005742 | -0.005537 | -0.005449 | -0.005107 | -0.00499 | -0.004475 | -0.004057 | -0.003713 | -0.003354 | -0.002965 | -0.0025 | -0.001979 | -0.001748 | -0.001756 | -0.001649 | -0.001454 | -0.001339 | -0.001029 | -0.000765 | -0.000355 | 0 | 0.000184 | 0.000483 | 0.000663 | 0.001146 | 0.001352 | 0.002031 | 0.002257 | 0.002239 | 0.002719 | 0.00293 | 0.002994
-0.004556 | -0.005003 | -0.00534 | -0.005515 | -0.00569 | -0.005696 | -0.005513 | -0.005329 | -0.005101 | -0.004752 | -0.004399 | -0.003959 | -0.003756 | -0.00333 | -0.002897 | -0.00249 | -0.001964 | -0.001759 | -0.001776 | -0.001615 | -0.001503 | -0.001356 | -0.001036 | -0.000826 | -0.000404 | 0 | 0.000154 | 0.000452 | 0.000588 | 0.001029 | 0.00126 | 0.001804 | 0.002132 | 0.002169 | 0.002523 | 0.002814 | 0.00277
-0.004153 | -0.00456 | -0.0049 | -0.005138 | -0.005379 | -0.005293 | -0.00516 | -0.004998 | -0.004753 | -0.004629 | -0.004219 | -0.003791 | -0.003491 | -0.003152 | -0.002698 | -0.002321 | -0.001826 | -0.001584 | -0.001589 | -0.001475 | -0.001334 | -0.001298 | -0.000945 | -0.000694 | -0.000372 | 0 | 0.00022 | 0.000467 | 0.000732 | 0.001038 | 0.001371 | 0.001854 | 0.002094 | 0.002192 | 0.00251 | 0.002646 | 0.002807
-0.003909 | -0.004368 | -0.004736 | -0.004961 | -0.005146 | -0.005107 | -0.004999 | -0.00488 | -0.00467 | -0.004395 | -0.004077 | -0.00361 | -0.00333 | -0.002992 | -0.002552 | -0.00218 | -0.001762 | -0.001522 | -0.001592 | -0.001512 | -0.001338 | -0.001233 | -0.000955 | -0.000681 | -0.000321 | 0 | 8.7e-05 | 0.000427 | 0.00061 | 0.000989 | 0.001228 | 0.001734 | 0.001984 | 0.001992 | 0.002347 | 0.002556 | 0.002592
-0.003594 | -0.004045 | -0.00442 | -0.004669 | -0.004899 | -0.004944 | -0.004856 | -0.004626 | -0.004488 | -0.004212 | -0.003862 | -0.003502 | -0.003256 | -0.00294 | -0.002495 | -0.002121 | -0.001708 | -0.001478 | -0.001513 | -0.001381 | -0.001323 | -0.001241 | -0.000879 | -0.000653 | -0.000255 | 0 | 0.000124 | 0.000409 | 0.000618 | 0.000864 | 0.001082 | 0.001597 | 0.001859 | 0.001981 | 0.002232 | 0.00236 | 0.002477
-0.003413 | -0.003837 | -0.004207 | -0.004438 | -0.004674 | -0.0047 | -0.00452 | -0.004417 | -0.004254 | -0.004082 | -0.003749 | -0.003336 | -0.003043 | -0.002752 | -0.002349 | -0.001974 | -0.001564 | -0.001354 | -0.00135 | -0.001358 | -0.001246 | -0.00114 | -0.000816 | -0.000573 | -0.000279 | 0 | 0.000205 | 0.000402 | 0.000645 | 0.000906 | 0.001071 | 0.001487 | 0.001755 | 0.001885 | 0.002093 | 0.002285 | 0.00237
-0.003263 | -0.003775 | -0.004209 | -0.004414 | -0.004635 | -0.00464 | -0.00456 | -0.004522 | -0.004321 | -0.00404 | -0.003689 | -0.003354 | -0.00308 | -0.002772 | -0.002362 | -0.001998 | -0.00163 | -0.001411 | -0.001468 | -0.001431 | -0.001272 | -0.001199 | -0.000879 | -0.000648 | -0.000344 | 0 | 0.000132 | 0.000351 | 0.000523 | 0.00082 | 0.000991 | 0.001395 | 0.001636 | 0.001752 | 0.001987 | 0.002133 | 0.002263
-0.003511 | -0.003973 | -0.004329 | -0.004541 | -0.004783 | -0.00478 | -0.004698 | -0.004548 | -0.00436 | -0.004168 | -0.003831 | -0.003449 | -0.003196 | -0.002845 | -0.002407 | -0.002039 | -0.00169 | -0.001432 | -0.001485 | -0.001377 | -0.001279 | -0.00117 | -0.000836 | -0.000631 | -0.000256 | 0 | 0.000105 | 0.000372 | 0.000543 | 0.000783 | 0.000946 | 0.001357 | 0.001589 | 0.001692 | 0.001985 | 0.002038 | 0.002172
-0.003093 | -0.003581 | -0.003955 | -0.004182 | -0.00439 | -0.004396 | -0.004274 | -0.004212 | -0.004051 | -0.003883 | -0.003505 | -0.003132 | -0.002835 | -0.002549 | -0.002216 | -0.001825 | -0.001438 | -0.001227 | -0.001276 | -0.001269 | -0.001168 | -0.001061 | -0.000811 | -0.000581 | -0.000266 | 0 | 0.000155 | 0.00042 | 0.000564 | 0.000821 | 0.001027 | 0.001418 | 0.001663 | 0.001743 | 0.001967 | 0.002101 | 0.002257
-0.003159 | -0.003669 | -0.004085 | -0.004289 | -0.004521 | -0.004565 | -0.00452 | -0.004392 | -0.004246 | -0.003987 | -0.003647 | -0.003323 | -0.003054 | -0.002711 | -0.002345 | -0.001994 | -0.001673 | -0.001453 | -0.001447 | -0.001367 | -0.00129 | -0.001152 | -0.000857 | -0.000644 | -0.000299 | 0 | 0.000117 | 0.000301 | 0.000494 | 0.000752 | 0.000882 | 0.00126 | 0.001462 | 0.001622 | 0.001866 | 0.001976 | 0.002096
-0.002858 | -0.003368 | -0.003791 | -0.004041 | -0.004308 | -0.004341 | -0.004255 | -0.004173 | -0.004021 | -0.00386 | -0.003536 | -0.003158 | -0.002904 | -0.002609 | -0.002199 | -0.001827 | -0.001471 | -0.001254 | -0.001277 | -0.001221 | -0.001106 | -0.001039 | -0.000779 | -0.000506 | -0.000216 | 0 | 0.000136 | 0.000359 | 0.000533 | 0.000757 | 0.00092 | 0.001289 | 0.001531 | 0.001622 | 0.001816 | 0.001919 | 0.002066
-0.00275 | -0.003267 | -0.003675 | -0.0039 | -0.004128 | -0.004143 | -0.004089 | -0.004022 | -0.003829 | -0.003678 | -0.003308 | -0.002987 | -0.002716 | -0.002404 | -0.002087 | -0.001722 | -0.001363 | -0.00118 | -0.001275 | -0.001226 | -0.001102 | -0.001037 | -0.000779 | -0.000582 | -0.000296 | 0 | 0.000142 | 0.000368 | 0.000513 | 0.000709 | 0.000864 | 0.001197 | 0.001449 | 0.00152 | 0.001737 | 0.001823 | 0.001972
-0.002851 | -0.00337 | -0.003757 | -0.003968 | -0.004187 | -0.004276 | -0.004171 | -0.004084 | -0.003947 | -0.003734 | -0.003384 | -0.003116 | -0.002849 | -0.002517 | -0.00216 | -0.001784 | -0.001473 | -0.001262 | -0.001269 | -0.001214 | -0.001132 | -0.001029 | -0.000753 | -0.000579 | -0.00026 | 0 | 7.6e-05 | 0.000305 | 0.000457 | 0.000641 | 0.000823 | 0.001056 | 0.001304 | 0.001387 | 0.001568 | 0.001642 | 0.00176
-0.003046 | -0.00353 | -0.003819 | -0.004011 | -0.004186 | -0.004181 | -0.004074 | -0.003988 | -0.003846 | -0.003697 | -0.003363 | -0.003001 | -0.00272 | -0.002447 | -0.002033 | -0.001694 | -0.001344 | -0.001174 | -0.001157 | -0.001137 | -0.001053 | -0.00096 | -0.000734 | -0.000512 | -0.000261 | 0 | 9.6e-05 | 0.000314 | 0.000482 | 0.000639 | 0.000786 | 0.001027 | 0.00123 | 0.001307 | 0.001421 | 0.001546 | 0.001649
-0.002974 | -0.003479 | -0.003806 | -0.003938 | -0.004122 | -0.004144 | -0.004055 | -0.004001 | -0.003851 | -0.003645 | -0.00331 | -0.002945 | -0.002698 | -0.002386 | -0.002029 | -0.001696 | -0.001354 | -0.00117 | -0.001197 | -0.001156 | -0.001048 | -0.00095 | -0.000701 | -0.000527 | -0.000264 | 0 | 0.000127 | 0.000278 | 0.000431 | 0.000574 | 0.000679 | 0.00092 | 0.001039 | 0.001118 | 0.001302 | 0.001373 | 0.001462
-0.00275 | -0.003246 | -0.003578 | -0.003747 | -0.003953 | -0.003982 | -0.003902 | -0.003802 | -0.003676 | -0.003484 | -0.00317 | -0.002866 | -0.002608 | -0.002314 | -0.001927 | -0.001566 | -0.001271 | -0.00109 | -0.001103 | -0.00105 | -0.000984 | -0.000919 | -0.00064 | -0.000481 | -0.000225 | 0 | 4.8e-05 | 0.000267 | 0.000399 | 0.000506 | 0.000565 | 0.000758 | 0.000936 | 0.000948 | 0.001091 | 0.001147 | 0.001221
-0.002266 | -0.002765 | -0.003103 | -0.003302 | -0.003495 | -0.003505 | -0.003425 | -0.003407 | -0.003276 | -0.003151 | -0.002814 | -0.002485 | -0.002229 | -0.001952 | -0.001632 | -0.001302 | -0.001006 | -0.000836 | -0.000863 | -0.000873 | -0.000903 | -0.000778 | -0.000596 | -0.000437 | -0.000243 | 0 | 6.2e-05 | 0.000247 | 0.000335 | 0.000425 | 0.000481 | 0.000694 | 0.000765 | 0.000795 | 0.000896 | 0.000964 | 0.00105
-0.001899 | -0.002396 | -0.002761 | -0.00294 | -0.003154 | -0.003223 | -0.003196 | -0.003178 | -0.003011 | -0.002839 | -0.002529 | -0.002277 | -0.002054 | -0.001764 | -0.001456 | -0.001153 | -0.000884 | -0.000727 | -0.000756 | -0.00077 | -0.000718 | -0.000681 | -0.000529 | -0.000424 | -0.000225 | 0 | 2.2e-05 | 0.000208 | 0.000262 | 0.000316 | 0.000337 | 0.000516 | 0.000559 | 0.000579 | 0.00068 | 0.000722 | 0.000769
-0.00146 | -0.001968 | -0.002361 | -0.002587 | -0.002834 | -0.002901 | -0.002849 | -0.002786 | -0.002694 | -0.002596 | -0.002319 | -0.002019 | -0.001818 | -0.001555 | -0.001234 | -0.000925 | -0.000677 | -0.000536 | -0.00059 | -0.00062 | -0.000629 | -0.000613 | -0.000489 | -0.000363 | -0.000186 | 0 | -2.7e-05 | 0.00013 | 0.000237 | 0.00026 | 0.000248 | 0.000344 | 0.000408 | 0.000401 | 0.000484 | 0.000509 | 0.000608
-0.00098 | -0.001491 | -0.001898 | -0.002122 | -0.002367 | -0.002412 | -0.002404 | -0.002375 | -0.002282 | -0.002197 | -0.001888 | -0.001599 | -0.001424 | -0.001176 | -0.000916 | -0.000644 | -0.000401 | -0.000287 | -0.000375 | -0.00043 | -0.000456 | -0.000452 | -0.000371 | -0.000298 | -0.00011 | 0 | 2.8e-05 | 0.000158 | 0.000225 | 0.000252 | 0.000221 | 0.000329 | 0.000378 | 0.000321 | 0.000398 | 0.000472 | 0.000529
-0.000696 | -0.001222 | -0.001648 | -0.00188 | -0.002144 | -0.002241 | -0.002237 | -0.002229 | -0.002157 | -0.001998 | -0.001729 | -0.001521 | -0.001317 | -0.001072 | -0.000817 | -0.000556 | -0.000351 | -0.000228 | -0.000321 | -0.000362 | -0.000415 | -0.000433 | -0.00032 | -0.000274 | -0.000141 | 0 | 1e-06 | 0.000136 | 0.000211 | 0.000199 | 0.000123 | 0.000228 | 0.000278 | 0.000255 | 0.000305 | 0.000335 | 0.000385
-0.000515 | -0.001016 | -0.001433 | -0.001686 | -0.001953 | -0.002026 | -0.002028 | -0.002018 | -0.001969 | -0.001899 | -0.001657 | -0.001372 | -0.001175 | -0.000936 | -0.000697 | -0.000428 | -0.000216 | -0.000107 | -0.000209 | -0.000305 | -0.000354 | -0.000379 | -0.0003 | -0.000249 | -0.000125 | 0 | 2.4e-05 | 0.000153 | 0.000182 | 0.000176 | 0.000118 | 0.000214 | 0.00021 | 0.000212 | 0.000233 | 0.000252 | 0.000371
-0.000351 | -0.000902 | -0.00134 | -0.001579 | -0.001829 | -0.001909 | -0.001959 | -0.001953 | -0.001899 | -0.001792 | -0.001527 | -0.001278 | -0.001106 | -0.000879 | -0.000642 | -0.000411 | -0.000185 | -0.000115 | -0.000224 | -0.000283 | -0.00036 | -0.000343 | -0.00028 | -0.000241 | -0.000121 | 0 | 3.6e-05 | 0.000138 | 0.000165 | 0.000193 | 0.000122 | 0.000233 | 0.000235 | 0.000191 | 0.000279 | 0.000301 | 0.000352
-0.000571 | -0.001071 | -0.001476 | -0.001707 | -0.001956 | -0.002067 | -0.00206 | -0.002029 | -0.001962 | -0.001887 | -0.001622 | -0.001388 | -0.001198 | -0.000944 | -0.000712 | -0.000468 | -0.000274 | -0.00015 | -0.000239 | -0.000283 | -0.00036 | -0.000389 | -0.000285 | -0.000251 | -0.000102 | 0 | 2e-06 | 0.000133 | 0.000175 | 0.000174 | 0.000101 | 0.00023 | 0.000216 | 0.000198 | 0.000249 | 0.000278 | 0.000327
-0.000514 | -0.001041 | -0.001468 | -0.001721 | -0.001982 | -0.002052 | -0.002073 | -0.002074 | -0.002037 | -0.002006 | -0.001725 | -0.001449 | -0.001218 | -0.001014 | -0.000754 | -0.000511 | -0.000314 | -0.000214 | -0.00031 | -0.000381 | -0.000426 | -0.000411 | -0.000331 | -0.000273 | -0.000134 | 0 | 2.1e-05 | 0.000142 | 0.000161 | 0.000209 | 0.000162 | 0.000266 | 0.000242 | 0.000258 | 0.000297 | 0.000303 | 0.000398
-0.000484 | -0.001035 | -0.00149 | -0.001719 | -0.001963 | -0.002068 | -0.002105 | -0.002087 | -0.002055 | -0.001934 | -0.001677 | -0.001421 | -0.001225 | -0.001002 | -0.000778 | -0.000516 | -0.000313 | -0.000239 | -0.000331 | -0.000407 | -0.000436 | -0.000423 | -0.000335 | -0.00025 | -0.000122 | 0 | 4.6e-05 | 0.000148 | 0.000175 | 0.000205 | 0.000162 | 0.000282 | 0.000272 | 0.000259 | 0.000334 | 0.000338 | 0.000388
-0.000596 | -0.001126 | -0.001474 | -0.001691 | -0.001837 | -0.001858 | -0.00187 | -0.001878 | -0.001834 | -0.001759 | -0.00151 | -0.001241 | -0.001053 | -0.000814 | -0.000608 | -0.000366 | -0.000184 | -0.000116 | -0.000198 | -0.000271 | -0.000314 | -0.000344 | -0.00025 | -0.000234 | -0.000123 | 0 | -3.7e-05 | 0.000112 | 9.3e-05 | 6.9e-05 | 1e-05 | 7.5e-05 | 5.1e-05 | -7e-06 | 2.4e-05 | 4.9e-05 | 0.000114
-0.000637 | -0.001195 | -0.001541 | -0.001727 | -0.001908 | -0.002004 | -0.002036 | -0.002023 | -0.001962 | -0.001804 | -0.001575 | -0.001339 | -0.001146 | -0.000912 | -0.000684 | -0.000463 | -0.0003 | -0.000212 | -0.000262 | -0.000321 | -0.000373 | -0.000373 | -0.000277 | -0.000248 | -0.000109 | 0 | -2.1e-05 | 8.5e-05 | 0.000113 | 5.7e-05 | -1e-06 | 6.2e-05 | 1.6e-05 | -3.5e-05 | 6e-05 | 7.2e-05 | 6.4e-05
-0.000745 | -0.001282 | -0.001632 | -0.001832 | -0.001989 | -0.002061 | -0.002069 | -0.002059 | -0.002002 | -0.001943 | -0.001689 | -0.001442 | -0.001233 | -0.000996 | -0.000736 | -0.000479 | -0.000302 | -0.000204 | -0.000266 | -0.000301 | -0.000401 | -0.000371 | -0.000284 | -0.000209 | -0.000105 | 0 | -9e-06 | 0.000126 | 0.000125 | 7.9e-05 | 7e-06 | 5.1e-05 | 3.3e-05 | -4.5e-05 | -1.4e-05 | 3.6e-05 | 7.1e-05
-0.000883 | -0.001433 | -0.001763 | -0.001921 | -0.002066 | -0.002118 | -0.002128 | -0.002179 | -0.002093 | -0.00202 | -0.001772 | -0.00148 | -0.001238 | -0.001018 | -0.000813 | -0.000559 | -0.000355 | -0.000279 | -0.000354 | -0.000426 | -0.00045 | -0.000409 | -0.000317 | -0.00026 | -0.000124 | 0 | -7e-06 | 0.000141 | 0.000106 | 0.000101 | 2.9e-05 | 0.000101 | 6.6e-05 | 1e-06 | 4.6e-05 | 9.4e-05 | 0.000137
-0.001001 | -0.00158 | -0.001964 | -0.002145 | -0.002335 | -0.002409 | -0.002431 | -0.00239 | -0.002305 | -0.002181 | -0.001946 | -0.001693 | -0.00147 | -0.001254 | -0.000974 | -0.000722 | -0.000552 | -0.000434 | -0.000472 | -0.000539 | -0.000547 | -0.000488 | -0.000351 | -0.000263 | -0.00012 | 0 | -2.7e-05 | 0.000113 | 0.000139 | 8.2e-05 | 5e-06 | 7.7e-05 | 5.6e-05 | -1e-06 | 7.3e-05 | 8.6e-05 | 8.8e-05
-0.001202 | -0.001726 | -0.002079 | -0.002278 | -0.002437 | -0.002482 | -0.00248 | -0.002471 | -0.002402 | -0.002328 | -0.002088 | -0.001797 | -0.001558 | -0.001312 | -0.001067 | -0.000796 | -0.000609 | -0.000486 | -0.000532 | -0.00056 | -0.000592 | -0.000528 | -0.000378 | -0.000268 | -0.000116 | 0 | 3.4e-05 | 0.000176 | 0.000174 | 0.000156 | 9e-05 | 0.000152 | 0.000148 | 8e-05 | 0.000158 | 0.000126 | 0.000221
-0.001309 | -0.001856 | -0.002127 | -0.00232 | -0.002482 | -0.002531 | -0.002567 | -0.002584 | -0.002527 | -0.002366 | -0.002157 | -0.001849 | -0.00164 | -0.001381 | -0.001122 | -0.000853 | -0.000656 | -0.000538 | -0.000602 | -0.000636 | -0.000629 | -0.000551 | -0.000412 | -0.000281 | -0.000121 | 0 | 4.6e-05 | 0.000155 | 0.000173 | 0.000166 | 0.000102 | 0.000198 | 0.000193 | 0.000125 | 0.000212 | 0.000218 | 0.000233
-0.001496 | -0.002073 | -0.002394 | -0.002483 | -0.002652 | -0.002734 | -0.002719 | -0.002672 | -0.002568 | -0.002453 | -0.002233 | -0.001977 | -0.001744 | -0.001494 | -0.001241 | -0.000963 | -0.000798 | -0.000636 | -0.000686 | -0.000677 | -0.000709 | -0.000628 | -0.000465 | -0.000304 | -0.000138 | 0 | -1e-06 | 0.000132 | 0.00017 | 0.000116 | 8.9e-05 | 0.000179 | 0.000192 | 0.000109 | 0.000222 | 0.000253 | 0.000287
-0.001585 | -0.002125 | -0.002462 | -0.002584 | -0.002651 | -0.002676 | -0.002676 | -0.00268 | -0.002577 | -0.002489 | -0.002219 | -0.001916 | -0.001669 | -0.001405 | -0.001182 | -0.000882 | -0.000682 | -0.000574 | -0.000592 | -0.000641 | -0.000636 | -0.000571 | -0.000405 | -0.000289 | -0.000106 | 0 | 3.4e-05 | 0.000155 | 0.000184 | 0.000166 | 0.000134 | 0.000215 | 0.000259 | 0.000243 | 0.000276 | 0.000319 | 0.000389
-0.001537 | -0.002139 | -0.002525 | -0.002699 | -0.002775 | -0.0028 | -0.002817 | -0.002778 | -0.002694 | -0.002537 | -0.002314 | -0.002009 | -0.001783 | -0.001546 | -0.00127 | -0.001004 | -0.000811 | -0.000696 | -0.000741 | -0.000739 | -0.000721 | -0.000616 | -0.000444 | -0.000313 | -0.000139 | 0 | 2.6e-05 | 0.000145 | 0.000211 | 0.000197 | 0.000147 | 0.000286 | 0.000288 | 0.000276 | 0.000359 | 0.000406 | 0.000438
-0.001638 | -0.002193 | -0.002485 | -0.002609 | -0.002768 | -0.002823 | -0.00279 | -0.002763 | -0.002674 | -0.002584 | -0.00233 | -0.002038 | -0.001801 | -0.001542 | -0.00125 | -0.000983 | -0.000768 | -0.000619 | -0.000643 | -0.000657 | -0.000661 | -0.000602 | -0.000439 | -0.000312 | -0.000119 | 0 | 2.2e-05 | 0.000124 | 0.000213 | 0.000179 | 0.000157 | 0.000285 | 0.000323 | 0.000298 | 0.000389 | 0.000421 | 0.000454
-0.001601 | -0.002113 | -0.002355 | -0.002551 | -0.00268 | -0.002667 | -0.002701 | -0.002681 | -0.002625 | -0.002476 | -0.002234 | -0.001901 | -0.00168 | -0.001405 | -0.001151 | -0.000904 | -0.000682 | -0.000564 | -0.000626 | -0.000663 | -0.000641 | -0.000579 | -0.000436 | -0.000315 | -0.000133 | 0 | 5.8e-05 | 0.000192 | 0.000215 | 0.000246 | 0.000213 | 0.000345 | 0.000358 | 0.000388 | 0.000442 | 0.000492 | 0.000531
-0.00153 | -0.0021 | -0.002451 | -0.002601 | -0.002747 | -0.002832 | -0.002841 | -0.002786 | -0.002674 | -0.002544 | -0.002298 | -0.00202 | -0.001777 | -0.001539 | -0.001256 | -0.001015 | -0.000797 | -0.000667 | -0.0007 | -0.000707 | -0.000691 | -0.000606 | -0.000443 | -0.000326 | -0.000107 | 0 | 3.4e-05 | 0.000153 | 0.000219 | 0.000224 | 0.000208 | 0.000333 | 0.000367 | 0.000348 | 0.000429 | 0.000493 | 0.000516
-0.001551 | -0.002071 | -0.002362 | -0.00255 | -0.002705 | -0.002745 | -0.00269 | -0.002668 | -0.002572 | -0.002463 | -0.002247 | -0.001956 | -0.001685 | -0.00143 | -0.001145 | -0.000868 | -0.000642 | -0.000514 | -0.000562 | -0.000595 | -0.000607 | -0.000549 | -0.00039 | -0.00031 | -0.000115 | 0 | 2.8e-05 | 0.000159 | 0.000206 | 0.000186 | 0.000173 | 0.00028 | 0.00036 | 0.000364 | 0.000412 | 0.000471 | 0.000518
-0.001334 | -0.001905 | -0.00221 | -0.002367 | -0.002505 | -0.002526 | -0.002543 | -0.002517 | -0.002406 | -0.002255 | -0.002029 | -0.001751 | -0.001501 | -0.001247 | -0.000986 | -0.000756 | -0.000553 | -0.000438 | -0.000534 | -0.000563 | -0.000572 | -0.000506 | -0.000389 | -0.00028 | -0.000104 | 0 | 4.6e-05 | 0.000171 | 0.000197 | 0.000229 | 0.000201 | 0.000336 | 0.000377 | 0.00038 | 0.000462 | 0.000514 | 0.000539
-0.001268 | -0.001827 | -0.002131 | -0.002304 | -0.002474 | -0.002561 | -0.002546 | -0.002499 | -0.0024 | -0.002282 | -0.002064 | -0.001816 | -0.001598 | -0.001358 | -0.001063 | -0.000806 | -0.000628 | -0.00049 | -0.000535 | -0.000546 | -0.000577 | -0.000517 | -0.000393 | -0.000254 | -0.000109 | 0 | 4.1e-05 | 0.000157 | 0.000239 | 0.000201 | 0.000197 | 0.000345 | 0.000402 | 0.000357 | 0.000462 | 0.000526 | 0.000541
-0.001279 | -0.001815 | -0.002132 | -0.002349 | -0.002521 | -0.002525 | -0.002511 | -0.002512 | -0.002414 | -0.002354 | -0.002082 | -0.001775 | -0.00154 | -0.001296 | -0.001016 | -0.000758 | -0.000568 | -0.000438 | -0.000513 | -0.000569 | -0.000576 | -0.000523 | -0.000387 | -0.000306 | -0.000155 | 0 | 1e-06 | 0.000128 | 0.000189 | 0.000191 | 0.000185 | 0.000313 | 0.000364 | 0.000365 | 0.000414 | 0.000464 | 0.000548
-0.001369 | -0.001939 | -0.002262 | -0.002432 | -0.002569 | -0.002623 | -0.002601 | -0.002585 | -0.002472 | -0.002318 | -0.002088 | -0.001805 | -0.001594 | -0.001342 | -0.001073 | -0.00081 | -0.000611 | -0.000528 | -0.000575 | -0.000591 | -0.000587 | -0.00054 | -0.000398 | -0.000299 | -0.000137 | 0 | 2.6e-05 | 0.000137 | 0.000185 | 0.00019 | 0.000193 | 0.000312 | 0.000415 | 0.000388 | 0.000482 | 0.000512 | 0.000532
-0.001418 | -0.001953 | -0.002233 | -0.002403 | -0.002567 | -0.002623 | -0.002564 | -0.002531 | -0.002447 | -0.002328 | -0.002091 | -0.001853 | -0.001601 | -0.001335 | -0.001061 | -0.000815 | -0.000607 | -0.000483 | -0.000545 | -0.000541 | -0.000555 | -0.000519 | -0.000379 | -0.000269 | -9.9e-05 | 0 | 3.7e-05 | 0.000154 | 0.000215 | 0.0002 | 0.000207 | 0.000336 | 0.000394 | 0.000398 | 0.000478 | 0.000497 | 0.000558
-0.001473 | -0.001992 | -0.002257 | -0.002423 | -0.002528 | -0.002546 | -0.002527 | -0.002545 | -0.002405 | -0.002276 | -0.002029 | -0.001749 | -0.001465 | -0.001233 | -0.000995 | -0.00072 | -0.000529 | -0.000391 | -0.00049 | -0.000517 | -0.000514 | -0.000489 | -0.00035 | -0.000259 | -9.5e-05 | 0 | 4.5e-05 | 0.00015 | 0.000208 | 0.000221 | 0.000219 | 0.000351 | 0.000403 | 0.000403 | 0.000441 | 0.000504 | 0.000577
-0.001408 | -0.001977 | -0.002281 | -0.002436 | -0.002579 | -0.002644 | -0.002641 | -0.002562 | -0.00248 | -0.002305 | -0.002093 | -0.001833 | -0.001595 | -0.001353 | -0.001066 | -0.00083 | -0.000638 | -0.000497 | -0.000561 | -0.000558 | -0.000572 | -0.000522 | -0.000384 | -0.000291 | -0.000104 | 0 | 2.8e-05 | 0.00013 | 0.000213 | 0.00021 | 0.000191 | 0.000332 | 0.000398 | 0.000374 | 0.000473 | 0.000497 | 0.000529
-0.001429 | -0.001948 | -0.002212 | -0.002393 | -0.00252 | -0.002568 | -0.002527 | -0.002509 | -0.002403 | -0.00232 | -0.002063 | -0.001788 | -0.001547 | -0.001307 | -0.001029 | -0.000765 | -0.00059 | -0.00043 | -0.000507 | -0.000548 | -0.000538 | -0.000509 | -0.000363 | -0.000269 | -0.000141 | 0 | 2.3e-05 | 0.000129 | 0.000194 | 0.000209 | 0.00018 | 0.000317 | 0.000375 | 0.00037 | 0.000431 | 0.000475 | 0.000526
-0.001426 | -0.001988 | -0.002262 | -0.002428 | -0.002549 | -0.00257 | -0.002578 | -0.002516 | -0.00246 | -0.002283 | -0.00205 | -0.001771 | -0.001528 | -0.001294 | -0.001045 | -0.000765 | -0.000582 | -0.000473 | -0.000532 | -0.00056 | -0.000549 | -0.000492 | -0.000375 | -0.000284 | -0.00015 | 0 | 2.2e-05 | 0.000126 | 0.00016 | 0.000202 | 0.000144 | 0.000334 | 0.000359 | 0.000359 | 0.000396 | 0.000435 | 0.000508
-0.001554 | -0.002114 | -0.002381 | -0.002517 | -0.00266 | -0.002705 | -0.002702 | -0.002612 | -0.002524 | -0.002392 | -0.002152 | -0.001885 | -0.001669 | -0.001437 | -0.001139 | -0.000864 | -0.000685 | -0.000549 | -0.00059 | -0.000606 | -0.000582 | -0.000555 | -0.000404 | -0.000326 | -0.000123 | 0 | -5.2e-05 | 9.9e-05 | 0.000142 | 0.000162 | 0.000108 | 0.000273 | 0.000319 | 0.000283 | 0.000365 | 0.000387 | 0.000421
-0.001657 | -0.002186 | -0.002422 | -0.002583 | -0.002701 | -0.002707 | -0.002652 | -0.002635 | -0.002535 | -0.002433 | -0.002164 | -0.001864 | -0.001649 | -0.001383 | -0.001104 | -0.000842 | -0.000639 | -0.000519 | -0.000573 | -0.00057 | -0.000579 | -0.000507 | -0.000384 | -0.000308 | -0.000114 | 0 | 1.2e-05 | 0.000186 | 0.000204 | 0.000182 | 0.000211 | 0.000298 | 0.000347 | 0.000316 | 0.000401 | 0.000385 | 0.000492
-0.001623 | -0.002168 | -0.002418 | -0.002568 | -0.002684 | -0.002718 | -0.002692 | -0.002652 | -0.002533 | -0.002369 | -0.002141 | -0.001862 | -0.001646 | -0.001401 | -0.001127 | -0.000864 | -0.00068 | -0.000524 | -0.000592 | -0.000608 | -0.000565 | -0.000509 | -0.00039 | -0.00031 | -0.000146 | 0 | -6e-06 | 0.00013 | 0.000206 | 0.00019 | 0.000136 | 0.000279 | 0.00031 | 0.00028 | 0.000352 | 0.000344 | 0.000362
-0.001807 | -0.002329 | -0.002548 | -0.002684 | -0.002821 | -0.002834 | -0.00279 | -0.00271 | -0.002634 | -0.002512 | -0.002245 | -0.001968 | -0.001753 | -0.001465 | -0.001171 | -0.0009 | -0.000719 | -0.000567 | -0.000608 | -0.00061 | -0.0006 | -0.000537 | -0.000376 | -0.000268 | -0.000128 | 0 | -1.5e-05 | 0.000111 | 0.000146 | 0.000161 | 0.000121 | 0.000226 | 0.00027 | 0.000255 | 0.000273 | 0.000286 | 0.000324
-0.00194 | -0.00244 | -0.002629 | -0.002741 | -0.002828 | -0.002817 | -0.002789 | -0.002722 | -0.002609 | -0.002481 | -0.002216 | -0.001928 | -0.001706 | -0.001434 | -0.001172 | -0.000862 | -0.000676 | -0.000538 | -0.0006 | -0.000584 | -0.000569 | -0.000535 | -0.000345 | -0.000273 | -0.00013 | 0 | 1e-06 | 0.000163 | 0.000153 | 0.000182 | 0.000131 | 0.000273 | 0.000317 | 0.000247 | 0.000254 | 0.000267 | 0.000298
-0.001922 | -0.00243 | -0.002607 | -0.002679 | -0.002803 | -0.002817 | -0.002788 | -0.002734 | -0.002605 | -0.002457 | -0.002184 | -0.001913 | -0.001681 | -0.001432 | -0.001163 | -0.00085 | -0.000687 | -0.000532 | -0.000595 | -0.000569 | -0.00056 | -0.000481 | -0.000328 | -0.000257 | -0.000114 | 0 | -2.4e-05 | 0.000105 | 0.000116 | 0.000101 | 7e-05 | 0.000196 | 0.000191 | 0.000142 | 0.000227 | 0.000131 | 0.00021
-0.001759 | -0.002266 | -0.002436 | -0.002525 | -0.002631 | -0.00264 | -0.002544 | -0.002504 | -0.002417 | -0.002337 | -0.002086 | -0.001782 | -0.001562 | -0.001309 | -0.001034 | -0.000742 | -0.000558 | -0.000417 | -0.000489 | -0.000504 | -0.000497 | -0.000466 | -0.00033 | -0.000226 | -7.8e-05 | 0 | -4.1e-05 | 0.000111 | 0.000153 | 0.000115 | 1.2e-05 | 0.000135 | 0.000138 | 5e-05 | 6.3e-05 | 3.8e-05 | 7e-05
-0.001441 | -0.001956 | -0.002133 | -0.002278 | -0.002351 | -0.002385 | -0.002368 | -0.00233 | -0.002236 | -0.002051 | -0.001858 | -0.001542 | -0.001327 | -0.001084 | -0.000864 | -0.000599 | -0.000415 | -0.000277 | -0.000379 | -0.000382 | -0.000391 | -0.000346 | -0.000246 | -0.000174 | -7.8e-05 | 0 | -1.5e-05 | 0.000113 | 0.000107 | 0.00011 | 1.2e-05 | 7.2e-05 | 7.4e-05 | -4.5e-05 | 3.8e-05 | 5e-06 | -1.5e-05
-0.001291 | -0.001835 | -0.002036 | -0.002176 | -0.002306 | -0.002338 | -0.002316 | -0.002247 | -0.002184 | -0.002014 | -0.001793 | -0.001551 | -0.001322 | -0.001115 | -0.000835 | -0.000601 | -0.000404 | -0.000274 | -0.000373 | -0.000394 | -0.000387 | -0.000367 | -0.000256 | -0.000214 | -0.000102 | 0 | -9.7e-05 | -1e-06 | 6.6e-05 | 3.8e-05 | -7.3e-05 | 1.8e-05 | -2.9e-05 | -0.000158 | -0.000113 | -0.000165 | -0.000158
-0.001154 | -0.001662 | -0.001858 | -0.00202 | -0.002152 | -0.002141 | -0.002108 | -0.002076 | -0.001987 | -0.00194 | -0.001687 | -0.001398 | -0.001218 | -0.000937 | -0.000713 | -0.000468 | -0.000272 | -0.000177 | -0.000286 | -0.000288 | -0.000349 | -0.000328 | -0.000228 | -0.000211 | -9.9e-05 | 0 | -0.000117 | 6e-06 | 6.1e-05 | -2.6e-05 | -0.000135 | -1.8e-05 | -0.00011 | -0.000235 | -0.000224 | -0.000289 | -0.000232
-0.000919 | -0.001449 | -0.001652 | -0.001814 | -0.001944 | -0.00197 | -0.00196 | -0.001956 | -0.001847 | -0.001695 | -0.001488 | -0.001229 | -0.00104 | -0.000828 | -0.000603 | -0.000358 | -0.000174 | -7.2e-05 | -0.000248 | -0.000239 | -0.000244 | -0.000273 | -0.000217 | -0.000177 | -8.4e-05 | 0 | -0.000118 | -2.1e-05 | -4.9e-05 | -5.7e-05 | -0.000189 | -0.000111 | -0.000137 | -0.000313 | -0.000277 | -0.000337 | -0.000338
-0.000436 | -0.001025 | -0.001273 | -0.001491 | -0.001668 | -0.001723 | -0.001714 | -0.001652 | -0.001623 | -0.001474 | -0.001296 | -0.001054 | -0.000898 | -0.000647 | -0.000417 | -0.00017 | -8e-06 | 8.8e-05 | -5.5e-05 | -7.7e-05 | -0.000166 | -0.000179 | -0.000127 | -0.000105 | -7.2e-05 | 0 | -9.7e-05 | -1.5e-05 | 2.7e-05 | -8.3e-05 | -0.000238 | -0.000136 | -0.000199 | -0.000376 | -0.000369 | -0.000396 | -0.000408
-0.00035 | -0.000882 | -0.001103 | -0.001357 | -0.001488 | -0.001512 | -0.001529 | -0.00153 | -0.001462 | -0.001335 | -0.001138 | -0.000902 | -0.000739 | -0.000541 | -0.000323 | -6.3e-05 | 9.7e-05 | 0.000202 | -2.1e-05 | -7.3e-05 | -0.00012 | -0.000138 | -0.000109 | -0.000129 | -2e-05 | 0 | -0.000138 | -3.6e-05 | -4.1e-05 | -6.7e-05 | -0.000256 | -0.000179 | -0.000244 | -0.000391 | -0.000413 | -0.000479 | -0.000473
-0.00031 | -0.000898 | -0.00119 | -0.00141 | -0.001572 | -0.00168 | -0.001664 | -0.001612 | -0.001551 | -0.001359 | -0.001197 | -0.000954 | -0.00078 | -0.000607 | -0.000347 | -0.000147 | 2.1e-05 | 0.000117 | -4.7e-05 | -5.5e-05 | -0.000124 | -0.00017 | -0.000121 | -0.000169 | -8.6e-05 | 0 | -0.000203 | -6.8e-05 | -9e-05 | -0.000165 | -0.000328 | -0.000198 | -0.000303 | -0.000497 | -0.000434 | -0.000501 | -0.000543
-0.000471 | -0.000991 | -0.001211 | -0.001454 | -0.001636 | -0.001684 | -0.001615 | -0.001625 | -0.001543 | -0.001445 | -0.001236 | -0.000952 | -0.000786 | -0.000609 | -0.000318 | -8.7e-05 | 5.7e-05 | 0.000152 | 1.9e-05 | -3.7e-05 | -0.000143 | -0.000119 | -6.4e-05 | -0.000104 | -5.2e-05 | 0 | -0.000173 | 7e-06 | -7.2e-05 | -0.000118 | -0.000245 | -0.00015 | -0.00023 | -0.00041 | -0.000441 | -0.000457 | -0.000471
-0.000382 | -0.000921 | -0.001157 | -0.001425 | -0.001572 | -0.001577 | -0.001599 | -0.001589 | -0.001549 | -0.001314 | -0.001075 | -0.000925 | -0.000675 | -0.000508 | -0.00029 | -6.5e-05 | 0.000141 | 0.000214 | 1.6e-05 | -1e-05 | -8.6e-05 | -0.000109 | -2.5e-05 | -6.2e-05 | -5e-06 | 0 | -0.000111 | 6.5e-05 | -2.2e-05 | 1e-06 | -0.000192 | -6.2e-05 | -0.000165 | -0.000379 | -0.000326 | -0.0004 | -0.000406
-0.000727 | -0.001282 | -0.001515 | -0.001753 | -0.001954 | -0.002013 | -0.001995 | -0.001922 | -0.001839 | -0.001575 | -0.00148 | -0.00119 | -0.00105 | -0.000747 | -0.000558 | -0.000265 | -7.7e-05 | 5.4e-05 | -0.000136 | -7.1e-05 | -0.000168 | -0.000217 | -0.000124 | -0.000152 | -3.5e-05 | 0 | -0.000163 | 1.5e-05 | -4.5e-05 | -5.8e-05 | -0.000261 | -2.1e-05 | -0.000153 | -0.00036 | -0.000318 | -0.000374 | -0.000395
-0.000602 | -0.001117 | -0.001371 | -0.001669 | -0.001848 | -0.001858 | -0.001806 | -0.001853 | -0.001757 | -0.001562 | -0.001458 | -0.001142 | -0.000928 | -0.000692 | -0.000479 | -0.000239 | 4e-06 | 9.6e-05 | -9.6e-05 | -0.000143 | -0.000161 | -0.000225 | -0.000125 | -0.000135 | 9e-06 | 0 | -0.000163 | 4.5e-05 | -1.6e-05 | -1.7e-05 | -0.000211 | -4.6e-05 | -0.000105 | -0.000395 | -0.000299 | -0.00037 | -0.000338
-0.000923 | -0.001455 | -0.001705 | -0.001991 | -0.002148 | -0.002148 | -0.002154 | -0.002124 | -0.002025 | -0.001759 | -0.001614 | -0.001316 | -0.001119 | -0.000886 | -0.000686 | -0.000418 | -0.000183 | -9.9e-05 | -0.000285 | -0.000234 | -0.00027 | -0.000294 | -0.000186 | -0.000136 | -7.6e-05 | 0 | -0.000118 | -3e-06 | 1e-05 | -3.5e-05 | -0.000272 | -1.2e-05 | -0.000131 | -0.000297 | -0.000252 | -0.000308 | -0.000269
-0.000965 | -0.001558 | -0.001814 | -0.00211 | -0.002306 | -0.002353 | -0.002356 | -0.002264 | -0.002117 | -0.001952 | -0.001777 | -0.001481 | -0.00127 | -0.001018 | -0.000796 | -0.000468 | -0.000351 | -0.000133 | -0.000311 | -0.00029 | -0.00032 | -0.000339 | -0.000193 | -0.000186 | -9.7e-05 | 0 | -0.000208 | -2e-06 | -1.9e-05 | -4.6e-05 | -0.000209 | 1.3e-05 | -5.8e-05 | -0.00038 | -0.000261 | -0.000309 | -0.000333
-0.001026 | -0.001591 | -0.001854 | -0.002187 | -0.002377 | -0.002366 | -0.002279 | -0.002239 | -0.002118 | -0.001939 | -0.001769 | -0.001396 | -0.001155 | -0.000976 | -0.000752 | -0.000473 | -0.000241 | -8.9e-05 | -0.000274 | -0.000251 | -0.000278 | -0.000292 | -0.000151 | -0.000215 | -1.2e-05 | 0 | -0.000236 | 3.1e-05 | -4.4e-05 | 2.8e-05 | -0.000153 | 0.000118 | -6e-06 | -0.000219 | -0.000163 | -0.000199 | -0.000201
-0.000728 | -0.001388 | -0.001713 | -0.00207 | -0.002301 | -0.002347 | -0.002284 | -0.00222 | -0.002058 | -0.001869 | -0.001749 | -0.00145 | -0.001235 | -0.001002 | -0.00083 | -0.000462 | -0.000322 | -0.00012 | -0.000344 | -0.000289 | -0.000348 | -0.000344 | -0.00017 | -0.000159 | -5e-05 | 0 | -0.000222 | -3.9e-05 | 2.3e-05 | 2.4e-05 | -0.000177 | 6.6e-05 | -5.3e-05 | -0.000332 | -0.000156 | -0.000192 | -0.000268

## 222_CC_tcarray
0.078651 | 0.07738 | 0.071627 | 0.067506 | 0.06259 | 0.059517 | 0.055534 | 0.053337 | 0.050439 | 0.051366 | 0.047051 | 0.044271 | 0.040471 | 0.037551 | 0.03458 | 0.031477 | 0.030314 | 0.026994 | 0.023478 | 0.021081 | 0.016714 | 0.013396 | 0.008402 | 0.006947 | 0.004517 | 0 | -0.002383 | -0.005868 | -0.006073 | -0.009266 | -0.01466 | -0.013495 | -0.017462 | -0.020435 | -0.020323 | -0.022166 | -0.02384
0.068091 | 0.066814 | 0.062234 | 0.058113 | 0.055442 | 0.051802 | 0.048478 | 0.046479 | 0.04505 | 0.043066 | 0.041323 | 0.0384 | 0.035772 | 0.032933 | 0.031346 | 0.029148 | 0.027189 | 0.024332 | 0.021888 | 0.019136 | 0.015786 | 0.012442 | 0.009094 | 0.005062 | 0.003459 | 0 | -0.001566 | -0.003215 | -0.006798 | -0.008622 | -0.011818 | -0.011681 | -0.014759 | -0.016399 | -0.018646 | -0.020309 | -0.020115
0.059464 | 0.057844 | 0.053576 | 0.050007 | 0.047699 | 0.046135 | 0.043094 | 0.039903 | 0.038813 | 0.038182 | 0.036135 | 0.033857 | 0.032933 | 0.030538 | 0.027572 | 0.02568 | 0.024518 | 0.022288 | 0.01903 | 0.016828 | 0.01458 | 0.011107 | 0.007916 | 0.005827 | 0.002983 | 0 | -0.00076 | -0.002142 | -0.004005 | -0.005618 | -0.008917 | -0.008759 | -0.012228 | -0.014694 | -0.014757 | -0.016733 | -0.016921
0.050222 | 0.048823 | 0.045032 | 0.042371 | 0.04006 | 0.037694 | 0.034975 | 0.033623 | 0.031877 | 0.032089 | 0.031083 | 0.028224 | 0.026111 | 0.024628 | 0.022579 | 0.021042 | 0.019325 | 0.017468 | 0.01516 | 0.013528 | 0.011184 | 0.009055 | 0.006407 | 0.003616 | 0.002856 | 0 | -0.001517 | -0.002614 | -0.004297 | -0.006528 | -0.008975 | -0.008623 | -0.011621 | -0.012977 | -0.014074 | -0.014394 | -0.015081
0.043653 | 0.042742 | 0.039708 | 0.037355 | 0.034816 | 0.033615 | 0.032231 | 0.030415 | 0.028921 | 0.028441 | 0.027057 | 0.025789 | 0.023819 | 0.021978 | 0.020851 | 0.019826 | 0.017689 | 0.016044 | 0.014539 | 0.012578 | 0.010146 | 0.008283 | 0.00569 | 0.003876 | 0.001789 | 0 | -0.001343 | -0.002156 | -0.003399 | -0.005 | -0.007524 | -0.007251 | -0.009558 | -0.010298 | -0.012072 | -0.012356 | -0.013016
0.038908 | 0.037424 | 0.034912 | 0.032314 | 0.031135 | 0.029519 | 0.027782 | 0.026483 | 0.025105 | 0.02486 | 0.024577 | 0.022669 | 0.02165 | 0.019974 | 0.018503 | 0.016763 | 0.016262 | 0.014561 | 0.012533 | 0.010196 | 0.009412 | 0.007357 | 0.004992 | 0.002986 | 0.002151 | 0 | -0.000745 | -0.00191 | -0.003597 | -0.004433 | -0.006288 | -0.006316 | -0.008634 | -0.009604 | -0.01046 | -0.011159 | -0.011227
0.031969 | 0.031295 | 0.028941 | 0.027374 | 0.02575 | 0.024515 | 0.023054 | 0.021669 | 0.021592 | 0.0211 | 0.020181 | 0.018726 | 0.017362 | 0.016144 | 0.015293 | 0.014664 | 0.012885 | 0.011978 | 0.010874 | 0.010064 | 0.007639 | 0.006268 | 0.004145 | 0.003412 | 0.001759 | 0 | -0.000752 | -0.0019 | -0.003022 | -0.004356 | -0.005907 | -0.00556 | -0.006956 | -0.00878 | -0.00871 | -0.009755 | -0.009532
0.029179 | 0.028205 | 0.026134 | 0.024324 | 0.023107 | 0.02208 | 0.021204 | 0.019999 | 0.019334 | 0.019261 | 0.018245 | 0.017399 | 0.016596 | 0.015659 | 0.014215 | 0.013449 | 0.012983 | 0.011539 | 0.010108 | 0.008332 | 0.007123 | 0.005697 | 0.004395 | 0.002543 | 0.001841 | 0 | 0.000129 | -0.001558 | -0.002171 | -0.003481 | -0.005009 | -0.004944 | -0.006354 | -0.007107 | -0.008162 | -0.009001 | -0.008524
0.025641 | 0.024426 | 0.022336 | 0.02099 | 0.019971 | 0.019102 | 0.017434 | 0.017248 | 0.016492 | 0.01645 | 0.016079 | 0.01519 | 0.013834 | 0.013402 | 0.012366 | 0.011168 | 0.010298 | 0.009174 | 0.008439 | 0.007193 | 0.00585 | 0.004975 | 0.003294 | 0.002136 | 0.001457 | 0 | -0.001038 | -0.001239 | -0.002689 | -0.003032 | -0.004816 | -0.004616 | -0.005502 | -0.006647 | -0.006987 | -0.007596 | -0.008388
0.021085 | 0.020739 | 0.01912 | 0.017975 | 0.016857 | 0.016223 | 0.015677 | 0.014741 | 0.01465 | 0.014088 | 0.013573 | 0.012767 | 0.011955 | 0.011323 | 0.010775 | 0.010168 | 0.009553 | 0.008875 | 0.007664 | 0.006696 | 0.005801 | 0.004312 | 0.002858 | 0.001957 | 0.001521 | 0 | -0.000384 | -0.001363 | -0.002144 | -0.003399 | -0.004589 | -0.004328 | -0.005589 | -0.00632 | -0.007157 | -0.007149 | -0.007183
0.020165 | 0.019547 | 0.017931 | 0.016593 | 0.016085 | 0.015577 | 0.015032 | 0.013962 | 0.01354 | 0.013551 | 0.01318 | 0.012684 | 0.012038 | 0.011584 | 0.010478 | 0.00972 | 0.009286 | 0.008415 | 0.007528 | 0.006387 | 0.005449 | 0.00428 | 0.003441 | 0.002126 | 0.000879 | 0 | -0.000313 | -0.001071 | -0.001886 | -0.002246 | -0.002946 | -0.003792 | -0.004551 | -0.005064 | -0.005731 | -0.005905 | -0.005501
0.017701 | 0.016936 | 0.015255 | 0.014447 | 0.013569 | 0.01272 | 0.011682 | 0.011553 | 0.011266 | 0.011611 | 0.01136 | 0.010196 | 0.009618 | 0.00895 | 0.008447 | 0.007922 | 0.00692 | 0.006438 | 0.005526 | 0.005014 | 0.004341 | 0.00345 | 0.002514 | 0.001383 | 0.000968 | 0 | -0.00044 | -0.001126 | -0.001895 | -0.002807 | -0.00383 | -0.003466 | -0.004345 | -0.005197 | -0.005725 | -0.005885 | -0.006421
0.015717 | 0.015267 | 0.014126 | 0.013133 | 0.012515 | 0.012316 | 0.011843 | 0.011225 | 0.010889 | 0.010068 | 0.009866 | 0.009719 | 0.009435 | 0.008964 | 0.008664 | 0.007841 | 0.007619 | 0.006813 | 0.006173 | 0.005198 | 0.004393 | 0.003268 | 0.002326 | 0.001407 | 0.000997 | 0 | -9.7e-05 | -0.000852 | -0.001513 | -0.002223 | -0.00267 | -0.00319 | -0.003606 | -0.004295 | -0.00515 | -0.005231 | -0.00491
0.013695 | 0.012936 | 0.011781 | 0.010989 | 0.010497 | 0.010254 | 0.009515 | 0.008888 | 0.008897 | 0.009534 | 0.009356 | 0.008862 | 0.008115 | 0.007873 | 0.007176 | 0.006661 | 0.006215 | 0.005613 | 0.004811 | 0.004083 | 0.003505 | 0.002902 | 0.002245 | 0.001259 | 0.000751 | 0 | -0.000348 | -0.00103 | -0.00144 | -0.001796 | -0.003089 | -0.00249 | -0.003536 | -0.003797 | -0.004347 | -0.004547 | -0.004664
0.012566 | 0.011999 | 0.010793 | 0.010115 | 0.009524 | 0.008892 | 0.008626 | 0.008679 | 0.008212 | 0.008055 | 0.007756 | 0.007524 | 0.006881 | 0.006741 | 0.006352 | 0.005982 | 0.005206 | 0.005049 | 0.004365 | 0.003994 | 0.003089 | 0.002548 | 0.001688 | 0.001109 | 0.000598 | 0 | -0.000334 | -0.000643 | -0.001151 | -0.00214 | -0.002498 | -0.002818 | -0.003127 | -0.003814 | -0.004155 | -0.004241 | -0.00445
0.011579 | 0.011245 | 0.01026 | 0.00944 | 0.009163 | 0.009022 | 0.008784 | 0.008148 | 0.008108 | 0.007735 | 0.007488 | 0.007636 | 0.007467 | 0.007038 | 0.006571 | 0.006231 | 0.005739 | 0.005212 | 0.004502 | 0.003773 | 0.00305 | 0.002608 | 0.001859 | 0.001132 | 0.000691 | 0 | -0.000343 | -0.00092 | -0.001227 | -0.001625 | -0.002096 | -0.002462 | -0.00285 | -0.002877 | -0.003722 | -0.004149 | -0.003596
0.010725 | 0.010103 | 0.008825 | 0.008332 | 0.007991 | 0.007552 | 0.006942 | 0.006808 | 0.006689 | 0.007137 | 0.006989 | 0.006612 | 0.006055 | 0.005949 | 0.005499 | 0.005143 | 0.004672 | 0.004186 | 0.003572 | 0.003103 | 0.002633 | 0.002093 | 0.001404 | 0.000988 | 0.000644 | 0 | -0.000337 | -0.000543 | -0.001372 | -0.001638 | -0.002256 | -0.0021 | -0.00261 | -0.003129 | -0.003314 | -0.00329 | -0.003504
0.009815 | 0.009437 | 0.008598 | 0.007976 | 0.007421 | 0.007192 | 0.006987 | 0.006825 | 0.006684 | 0.006187 | 0.006363 | 0.006002 | 0.005774 | 0.005525 | 0.005255 | 0.004844 | 0.004414 | 0.004095 | 0.003696 | 0.003208 | 0.002431 | 0.001792 | 0.001343 | 0.000669 | 0.000669 | 0 | -0.000261 | -0.000595 | -0.00085 | -0.001537 | -0.001732 | -0.002147 | -0.002387 | -0.00284 | -0.00321 | -0.003272 | -0.003231
0.010147 | 0.009511 | 0.008537 | 0.007816 | 0.007741 | 0.007678 | 0.007216 | 0.006596 | 0.006512 | 0.00663 | 0.006514 | 0.006702 | 0.006353 | 0.006223 | 0.005613 | 0.005264 | 0.004957 | 0.004341 | 0.00367 | 0.003121 | 0.002768 | 0.002295 | 0.00157 | 0.000944 | 0.00044 | 0 | 6.9e-05 | -0.000534 | -0.0008 | -0.001126 | -0.001472 | -0.001509 | -0.002041 | -0.002056 | -0.002591 | -0.002601 | -0.002355
0.008772 | 0.008271 | 0.007107 | 0.006766 | 0.006143 | 0.005814 | 0.005283 | 0.005428 | 0.005421 | 0.005694 | 0.00554 | 0.005318 | 0.004587 | 0.00442 | 0.004224 | 0.003864 | 0.003372 | 0.003104 | 0.002622 | 0.00229 | 0.001833 | 0.001533 | 0.000977 | 0.000695 | 0.000277 | 0 | -0.000346 | -0.000611 | -0.00101 | -0.001357 | -0.001903 | -0.001694 | -0.002048 | -0.002573 | -0.002524 | -0.002571 | -0.002958
0.008215 | 0.008012 | 0.00733 | 0.00674 | 0.006477 | 0.006327 | 0.006257 | 0.00598 | 0.005815 | 0.005246 | 0.005272 | 0.005291 | 0.005305 | 0.005348 | 0.004934 | 0.004666 | 0.004306 | 0.003828 | 0.003385 | 0.00292 | 0.00234 | 0.001662 | 0.001334 | 0.000781 | 0.000511 | 0 | 2e-06 | -0.00032 | -0.000673 | -0.000982 | -0.001107 | -0.00148 | -0.001588 | -0.001824 | -0.002114 | -0.002342 | -0.002084
0.00854 | 0.007814 | 0.00684 | 0.006349 | 0.006187 | 0.006135 | 0.005621 | 0.005354 | 0.005354 | 0.005691 | 0.00562 | 0.005616 | 0.00528 | 0.005023 | 0.004652 | 0.004284 | 0.003814 | 0.00346 | 0.002806 | 0.002229 | 0.001946 | 0.001739 | 0.00134 | 0.000675 | 0.000563 | 0 | -3.7e-05 | -0.000248 | -0.000592 | -0.000759 | -0.001033 | -0.001016 | -0.001299 | -0.001383 | -0.00181 | -0.001663 | -0.001737
0.007069 | 0.006724 | 0.005731 | 0.005352 | 0.004977 | 0.004463 | 0.004293 | 0.004359 | 0.004353 | 0.004159 | 0.004259 | 0.003984 | 0.003677 | 0.003576 | 0.003504 | 0.003182 | 0.002784 | 0.002447 | 0.002212 | 0.001965 | 0.00149 | 0.001011 | 0.000692 | 0.000539 | 0.00023 | 0 | -0.000323 | -0.000458 | -0.00064 | -0.001076 | -0.001335 | -0.001283 | -0.00139 | -0.001754 | -0.001908 | -0.001928 | -0.002138
0.007315 | 0.007029 | 0.006331 | 0.005763 | 0.005557 | 0.005636 | 0.00556 | 0.005131 | 0.005022 | 0.004865 | 0.004709 | 0.005006 | 0.004888 | 0.00484 | 0.004413 | 0.004104 | 0.003869 | 0.00348 | 0.002861 | 0.002249 | 0.00195 | 0.00144 | 0.001062 | 0.000625 | 0.000386 | 0 | 0.000245 | -0.000213 | -0.000521 | -0.000577 | -0.000739 | -0.000941 | -0.001084 | -0.001006 | -0.001454 | -0.001636 | -0.001181
0.00702 | 0.006429 | 0.005499 | 0.00513 | 0.004871 | 0.004678 | 0.004158 | 0.00412 | 0.004172 | 0.004441 | 0.004403 | 0.004247 | 0.003894 | 0.003795 | 0.003563 | 0.003134 | 0.002808 | 0.002285 | 0.00192 | 0.001621 | 0.001319 | 0.00117 | 0.000763 | 0.000382 | 0.000138 | 0 | -0.000125 | -0.000403 | -0.000565 | -0.000691 | -0.000907 | -0.000785 | -0.001086 | -0.001231 | -0.001336 | -0.001292 | -0.001364
0.006261 | 0.005935 | 0.005262 | 0.004803 | 0.004465 | 0.004293 | 0.004203 | 0.00405 | 0.004055 | 0.003775 | 0.003848 | 0.003761 | 0.003518 | 0.003583 | 0.003446 | 0.003164 | 0.002721 | 0.002527 | 0.002139 | 0.001914 | 0.001361 | 0.00092 | 0.000646 | 0.000492 | 0.000359 | 0 | -0.000162 | -0.000365 | -0.000477 | -0.000743 | -0.000924 | -0.00113 | -0.001072 | -0.001271 | -0.001514 | -0.001557 | -0.001485
0.006269 | 0.00581 | 0.005137 | 0.00466 | 0.004643 | 0.004698 | 0.004474 | 0.004219 | 0.004074 | 0.004109 | 0.004016 | 0.004248 | 0.004295 | 0.004131 | 0.003728 | 0.003411 | 0.003263 | 0.002732 | 0.002217 | 0.001714 | 0.001503 | 0.001217 | 0.000801 | 0.000496 | 0.000298 | 0 | 0.000103 | -7.4e-05 | -0.000328 | -0.0004 | -0.000519 | -0.000512 | -0.000692 | -0.000647 | -0.000992 | -0.001083 | -0.000792
0.006134 | 0.00567 | 0.004812 | 0.004537 | 0.004239 | 0.003881 | 0.003596 | 0.003636 | 0.003663 | 0.003861 | 0.003756 | 0.003632 | 0.003305 | 0.003164 | 0.003081 | 0.002788 | 0.002346 | 0.002061 | 0.001569 | 0.001407 | 0.001135 | 0.000857 | 0.000596 | 0.000313 | 0.000275 | 0 | -0.000173 | -0.000306 | -0.000376 | -0.000567 | -0.000793 | -0.000668 | -0.000841 | -0.000954 | -0.000929 | -0.00102 | -0.001248
0.005386 | 0.00522 | 0.004707 | 0.004234 | 0.004029 | 0.003965 | 0.003894 | 0.003743 | 0.003682 | 0.003391 | 0.003392 | 0.003474 | 0.003415 | 0.003485 | 0.003232 | 0.00299 | 0.002649 | 0.002362 | 0.001975 | 0.001649 | 0.001227 | 0.000871 | 0.000542 | 0.000385 | 0.000247 | 0 | -7e-06 | -0.00023 | -0.000396 | -0.000594 | -0.000623 | -0.000741 | -0.000742 | -0.000768 | -0.001076 | -0.001052 | -0.00081
0.006183 | 0.00567 | 0.004962 | 0.004498 | 0.004366 | 0.004348 | 0.00394 | 0.003791 | 0.003747 | 0.003894 | 0.003847 | 0.003973 | 0.003823 | 0.003716 | 0.00339 | 0.003032 | 0.002774 | 0.002295 | 0.001827 | 0.001442 | 0.001172 | 0.001007 | 0.000649 | 0.000323 | 0.000247 | 0 | 2.5e-05 | -0.000174 | -0.000305 | -0.000398 | -0.000399 | -0.000406 | -0.000494 | -0.000504 | -0.000573 | -0.000652 | -0.000569
0.005464 | 0.005016 | 0.00432 | 0.004024 | 0.003704 | 0.003467 | 0.003316 | 0.003317 | 0.003317 | 0.003352 | 0.003294 | 0.003161 | 0.002983 | 0.002886 | 0.002784 | 0.002514 | 0.002029 | 0.001822 | 0.001451 | 0.001286 | 0.000892 | 0.000651 | 0.00044 | 0.000232 | 0.000138 | 0 | -0.00021 | -0.00031 | -0.000308 | -0.000502 | -0.000627 | -0.000499 | -0.000609 | -0.000688 | -0.000783 | -0.000695 | -0.000784
0.005436 | 0.005259 | 0.004727 | 0.004247 | 0.004174 | 0.004165 | 0.004043 | 0.003719 | 0.003666 | 0.003381 | 0.003497 | 0.003636 | 0.003626 | 0.00365 | 0.003311 | 0.003026 | 0.002828 | 0.002354 | 0.001939 | 0.001549 | 0.001289 | 0.00092 | 0.000609 | 0.000413 | 0.000262 | 0 | 0.000177 | -7.4e-05 | -0.000171 | -0.0003 | -0.000266 | -0.000399 | -0.000365 | -0.000366 | -0.000518 | -0.000664 | -0.000306
0.005831 | 0.005323 | 0.004585 | 0.004302 | 0.004084 | 0.003921 | 0.003553 | 0.003512 | 0.003491 | 0.003758 | 0.003705 | 0.003701 | 0.003436 | 0.003362 | 0.003036 | 0.002691 | 0.002376 | 0.001912 | 0.00145 | 0.001188 | 0.000956 | 0.0008 | 0.000516 | 0.000263 | 0.000142 | 0 | -3.4e-05 | -0.000197 | -0.00038 | -0.000394 | -0.00051 | -0.000365 | -0.000392 | -0.000484 | -0.000508 | -0.000473 | -0.000493
0.005212 | 0.004972 | 0.004381 | 0.00405 | 0.003763 | 0.003459 | 0.003436 | 0.003395 | 0.003413 | 0.003108 | 0.003098 | 0.003045 | 0.002849 | 0.002826 | 0.002764 | 0.002485 | 0.002098 | 0.00183 | 0.001514 | 0.00129 | 0.000952 | 0.000647 | 0.000364 | 0.000308 | 0.000171 | 0 | -0.0001 | -0.000225 | -0.000236 | -0.000584 | -0.000562 | -0.000527 | -0.00056 | -0.00068 | -0.000752 | -0.000664 | -0.00072
0.005499 | 0.005197 | 0.004646 | 0.004249 | 0.00416 | 0.004216 | 0.004024 | 0.003713 | 0.003636 | 0.003551 | 0.003572 | 0.003784 | 0.003767 | 0.003699 | 0.003309 | 0.002962 | 0.002706 | 0.002277 | 0.001778 | 0.001412 | 0.001151 | 0.000947 | 0.000655 | 0.000276 | 0.000231 | 0 | 0.000126 | -5.2e-05 | -0.000296 | -0.00023 | -0.000256 | -0.000336 | -0.000386 | -0.000313 | -0.000483 | -0.000591 | -0.000267
0.005733 | 0.005215 | 0.004424 | 0.004171 | 0.003931 | 0.003609 | 0.003238 | 0.003251 | 0.003212 | 0.003432 | 0.003354 | 0.003176 | 0.002952 | 0.002856 | 0.002653 | 0.00234 | 0.001926 | 0.001609 | 0.001222 | 0.001049 | 0.000767 | 0.000641 | 0.000421 | 0.00026 | 0.000139 | 0 | -0.00012 | -0.000234 | -0.000337 | -0.00043 | -0.000577 | -0.000486 | -0.000561 | -0.00062 | -0.000682 | -0.000615 | -0.000793
0.005455 | 0.005281 | 0.004732 | 0.004359 | 0.00411 | 0.00391 | 0.003875 | 0.003719 | 0.003664 | 0.003264 | 0.003307 | 0.003382 | 0.003234 | 0.003256 | 0.003047 | 0.002739 | 0.002408 | 0.002096 | 0.001714 | 0.001404 | 0.001061 | 0.00076 | 0.000541 | 0.000383 | 0.000182 | 0 | -1.4e-05 | -0.000169 | -0.000267 | -0.000518 | -0.000572 | -0.000651 | -0.000655 | -0.000758 | -0.000873 | -0.00097 | -0.000751
0.005986 | 0.00558 | 0.005008 | 0.004609 | 0.004518 | 0.004552 | 0.004165 | 0.00393 | 0.003793 | 0.003912 | 0.003885 | 0.003949 | 0.003851 | 0.003729 | 0.003334 | 0.002995 | 0.002756 | 0.002242 | 0.001741 | 0.001383 | 0.001152 | 0.000968 | 0.000706 | 0.000353 | 0.000254 | 0 | 6.7e-05 | -5.5e-05 | -0.000293 | -0.000313 | -0.000512 | -0.00053 | -0.000564 | -0.000598 | -0.000726 | -0.000804 | -0.000696
0.005349 | 0.004984 | 0.004318 | 0.004094 | 0.003809 | 0.003473 | 0.003246 | 0.00327 | 0.003253 | 0.003249 | 0.003167 | 0.003154 | 0.002928 | 0.002835 | 0.002731 | 0.002393 | 0.001961 | 0.00166 | 0.001295 | 0.00116 | 0.000862 | 0.000672 | 0.000448 | 0.000306 | 0.000195 | 0 | -0.000166 | -0.000291 | -0.00034 | -0.000565 | -0.000688 | -0.000688 | -0.000779 | -0.000848 | -0.000974 | -0.00094 | -0.001044
0.005413 | 0.005217 | 0.004805 | 0.004427 | 0.004267 | 0.004267 | 0.00413 | 0.003906 | 0.003781 | 0.003484 | 0.003579 | 0.003665 | 0.003574 | 0.003582 | 0.003262 | 0.002968 | 0.002651 | 0.002308 | 0.001873 | 0.001538 | 0.001218 | 0.000987 | 0.000669 | 0.000464 | 0.000311 | 0 | 0.000101 | -5.4e-05 | -0.000244 | -0.000419 | -0.000477 | -0.00066 | -0.000755 | -0.000811 | -0.000895 | -0.001048 | -0.000897
0.005431 | 0.00502 | 0.00444 | 0.004185 | 0.004081 | 0.003965 | 0.003609 | 0.003515 | 0.003436 | 0.003608 | 0.003541 | 0.00356 | 0.003383 | 0.003296 | 0.002981 | 0.002673 | 0.002377 | 0.001925 | 0.001477 | 0.001228 | 0.00104 | 0.000885 | 0.000596 | 0.000366 | 0.000215 | 0 | -1.5e-05 | -0.000195 | -0.000379 | -0.000438 | -0.000658 | -0.000684 | -0.000769 | -0.000907 | -0.000978 | -0.000987 | -0.00096
0.004887 | 0.004674 | 0.004198 | 0.00397 | 0.003729 | 0.003485 | 0.003318 | 0.003284 | 0.003208 | 0.003082 | 0.003134 | 0.003066 | 0.002959 | 0.002858 | 0.002727 | 0.002405 | 0.002037 | 0.001734 | 0.001367 | 0.00119 | 0.000953 | 0.00072 | 0.000501 | 0.000358 | 0.000233 | 0 | -9e-05 | -0.00019 | -0.000256 | -0.000608 | -0.000683 | -0.000788 | -0.000826 | -0.000979 | -0.00109 | -0.00113 | -0.00118
0.004774 | 0.004565 | 0.004167 | 0.003854 | 0.003799 | 0.003845 | 0.003641 | 0.003405 | 0.003343 | 0.003242 | 0.003299 | 0.003434 | 0.003333 | 0.003302 | 0.002962 | 0.00266 | 0.002417 | 0.002003 | 0.001575 | 0.001272 | 0.001021 | 0.000849 | 0.000582 | 0.000339 | 0.000249 | 0 | -1.5e-05 | -0.000207 | -0.000343 | -0.00044 | -0.000619 | -0.000751 | -0.000908 | -0.000949 | -0.001095 | -0.001242 | -0.001064
0.004933 | 0.004542 | 0.003993 | 0.003847 | 0.003642 | 0.003464 | 0.003134 | 0.003112 | 0.003088 | 0.003202 | 0.003152 | 0.003138 | 0.002963 | 0.002867 | 0.002652 | 0.002342 | 0.002 | 0.001621 | 0.001208 | 0.001076 | 0.000876 | 0.000707 | 0.000486 | 0.00029 | 0.000159 | 0 | -6.3e-05 | -0.000203 | -0.00036 | -0.000497 | -0.000693 | -0.000704 | -0.000816 | -0.000943 | -0.001057 | -0.001062 | -0.001172
0.003963 | 0.003802 | 0.003464 | 0.003261 | 0.003079 | 0.002998 | 0.002925 | 0.002883 | 0.002875 | 0.002541 | 0.002626 | 0.002656 | 0.002694 | 0.002669 | 0.002492 | 0.002289 | 0.001941 | 0.001615 | 0.001284 | 0.00108 | 0.000844 | 0.00062 | 0.000437 | 0.000322 | 0.000224 | 0 | -3.5e-05 | -0.000193 | -0.000255 | -0.000476 | -0.000563 | -0.000599 | -0.000685 | -0.000868 | -0.001006 | -0.001003 | -0.000952
0.003833 | 0.003671 | 0.003402 | 0.003198 | 0.003181 | 0.003198 | 0.002969 | 0.002801 | 0.002772 | 0.002845 | 0.002875 | 0.002953 | 0.002838 | 0.002823 | 0.002564 | 0.00228 | 0.001977 | 0.001644 | 0.0013 | 0.000998 | 0.000843 | 0.00073 | 0.000545 | 0.000301 | 0.000197 | 0 | -1e-05 | -0.000107 | -0.000315 | -0.000389 | -0.000452 | -0.000557 | -0.000634 | -0.000675 | -0.000804 | -0.00096 | -0.000845
0.003975 | 0.003759 | 0.003387 | 0.003225 | 0.003115 | 0.002982 | 0.002721 | 0.002715 | 0.002722 | 0.002743 | 0.002729 | 0.002716 | 0.002578 | 0.002541 | 0.002365 | 0.002089 | 0.001738 | 0.001415 | 0.001091 | 0.000928 | 0.000741 | 0.000545 | 0.000401 | 0.000252 | 0.000189 | 0 | -5e-05 | -0.000208 | -0.000284 | -0.000481 | -0.000565 | -0.000633 | -0.000706 | -0.000825 | -0.00091 | -0.000883 | -0.001034
0.003458 | 0.00333 | 0.003126 | 0.002964 | 0.002947 | 0.002934 | 0.002823 | 0.002707 | 0.00268 | 0.002506 | 0.002575 | 0.002691 | 0.0027 | 0.002683 | 0.002529 | 0.002256 | 0.00196 | 0.00164 | 0.001281 | 0.001042 | 0.000844 | 0.000677 | 0.000465 | 0.000361 | 0.000204 | 0 | 3e-06 | -0.000101 | -0.00022 | -0.000405 | -0.000518 | -0.00057 | -0.000659 | -0.000742 | -0.000862 | -0.000921 | -0.00086
0.003398 | 0.003219 | 0.002958 | 0.002797 | 0.002775 | 0.002731 | 0.002513 | 0.002488 | 0.002474 | 0.002562 | 0.002569 | 0.002633 | 0.002542 | 0.002505 | 0.002361 | 0.002096 | 0.001813 | 0.001523 | 0.001182 | 0.000979 | 0.000831 | 0.000697 | 0.000504 | 0.000338 | 0.000221 | 0 | 1.9e-05 | -0.00013 | -0.000253 | -0.000378 | -0.000495 | -0.000562 | -0.000635 | -0.000685 | -0.000751 | -0.000929 | -0.000907
0.003586 | 0.003431 | 0.003091 | 0.002892 | 0.00275 | 0.002626 | 0.002432 | 0.002382 | 0.00238 | 0.002278 | 0.002343 | 0.002386 | 0.002311 | 0.002285 | 0.002163 | 0.001882 | 0.001562 | 0.001281 | 0.000975 | 0.000867 | 0.000685 | 0.000508 | 0.000359 | 0.000283 | 0.00015 | 0 | -4.7e-05 | -0.000212 | -0.000286 | -0.000476 | -0.000572 | -0.000673 | -0.000727 | -0.000865 | -0.000965 | -0.000993 | -0.00105
0.003088 | 0.003006 | 0.002799 | 0.002656 | 0.002653 | 0.002708 | 0.002555 | 0.002421 | 0.002385 | 0.002281 | 0.002417 | 0.002517 | 0.002514 | 0.002552 | 0.00234 | 0.002096 | 0.001834 | 0.001514 | 0.001152 | 0.000904 | 0.000723 | 0.000615 | 0.000431 | 0.000267 | 0.00015 | 0 | -4.8e-05 | -0.00015 | -0.000291 | -0.000426 | -0.000534 | -0.00063 | -0.000702 | -0.000794 | -0.000906 | -0.001004 | -0.000934
0.003037 | 0.002898 | 0.002697 | 0.00264 | 0.0026 | 0.002489 | 0.0023 | 0.00224 | 0.002262 | 0.002323 | 0.002374 | 0.002435 | 0.002283 | 0.002266 | 0.002151 | 0.001891 | 0.00158 | 0.001293 | 0.001039 | 0.000901 | 0.000732 | 0.000592 | 0.000437 | 0.000305 | 0.000204 | 0 | -4.8e-05 | -0.000194 | -0.000271 | -0.00044 | -0.000594 | -0.000703 | -0.000762 | -0.000872 | -0.001007 | -0.001088 | -0.001161
0.003332 | 0.003163 | 0.002836 | 0.002671 | 0.002591 | 0.00258 | 0.002503 | 0.002482 | 0.002452 | 0.002348 | 0.002398 | 0.002478 | 0.002414 | 0.002408 | 0.002261 | 0.002013 | 0.001715 | 0.001382 | 0.001065 | 0.000917 | 0.000707 | 0.000581 | 0.000416 | 0.000288 | 0.000217 | 0 | 6e-06 | -0.000127 | -0.000235 | -0.000428 | -0.000588 | -0.000661 | -0.000748 | -0.000851 | -0.000965 | -0.001017 | -0.001052
0.003047 | 0.002888 | 0.002645 | 0.002464 | 0.002431 | 0.002395 | 0.002219 | 0.002101 | 0.002105 | 0.002114 | 0.002254 | 0.002382 | 0.00237 | 0.002427 | 0.002256 | 0.001995 | 0.001715 | 0.001386 | 0.00102 | 0.000827 | 0.000681 | 0.00057 | 0.000417 | 0.000298 | 0.000206 | 0 | -7e-06 | -0.000124 | -0.000244 | -0.000427 | -0.000557 | -0.000636 | -0.000761 | -0.000895 | -0.00101 | -0.001066 | -0.001098
0.003025 | 0.002854 | 0.002497 | 0.002316 | 0.002235 | 0.00216 | 0.001992 | 0.001996 | 0.001975 | 0.002035 | 0.002027 | 0.002069 | 0.001967 | 0.001946 | 0.001877 | 0.001687 | 0.001495 | 0.001265 | 0.001018 | 0.000893 | 0.000709 | 0.000579 | 0.000419 | 0.000284 | 0.000178 | 0 | -5.4e-05 | -0.000196 | -0.000308 | -0.00047 | -0.000598 | -0.000784 | -0.000861 | -0.000992 | -0.001137 | -0.001244 | -0.001284
0.003001 | 0.002837 | 0.002535 | 0.002365 | 0.002291 | 0.002229 | 0.00204 | 0.00194 | 0.001915 | 0.001865 | 0.001899 | 0.002017 | 0.001983 | 0.001981 | 0.001852 | 0.001572 | 0.00131 | 0.001063 | 0.000934 | 0.000797 | 0.000613 | 0.000486 | 0.000368 | 0.000278 | 0.000154 | 0 | -4.7e-05 | -0.000168 | -0.000249 | -0.00045 | -0.000594 | -0.000681 | -0.000814 | -0.000916 | -0.001072 | -0.001107 | -0.001116
0.0029 | 0.002688 | 0.002374 | 0.002248 | 0.002163 | 0.002114 | 0.001929 | 0.001878 | 0.001847 | 0.001792 | 0.001835 | 0.001936 | 0.001875 | 0.002005 | 0.001935 | 0.001787 | 0.001538 | 0.001215 | 0.000904 | 0.00076 | 0.000573 | 0.000474 | 0.000351 | 0.000253 | 0.000169 | 0 | -2.9e-05 | -0.000108 | -0.00024 | -0.0004 | -0.000574 | -0.000649 | -0.000778 | -0.000872 | -0.000975 | -0.001059 | -0.001068
0.002747 | 0.002604 | 0.002313 | 0.00216 | 0.002097 | 0.002062 | 0.001915 | 0.001841 | 0.001817 | 0.001838 | 0.00194 | 0.002055 | 0.002079 | 0.002131 | 0.001992 | 0.001754 | 0.00152 | 0.001216 | 0.00095 | 0.000792 | 0.000657 | 0.000536 | 0.000414 | 0.000318 | 0.000203 | 0 | -5e-06 | -0.000139 | -0.000243 | -0.000388 | -0.000547 | -0.000637 | -0.000759 | -0.000891 | -0.001004 | -0.001136 | -0.001184
0.002808 | 0.002619 | 0.002379 | 0.002255 | 0.002237 | 0.002154 | 0.002003 | 0.001982 | 0.001986 | 0.002031 | 0.002043 | 0.002123 | 0.002054 | 0.002054 | 0.001924 | 0.001646 | 0.001421 | 0.001092 | 0.000776 | 0.000664 | 0.000507 | 0.000411 | 0.000296 | 0.00019 | 0.00012 | 0 | -1.2e-05 | -0.000154 | -0.000268 | -0.00044 | -0.000546 | -0.000669 | -0.000712 | -0.000843 | -0.000904 | -0.000995 | -0.001054
0.002781 | 0.002662 | 0.002528 | 0.002419 | 0.002347 | 0.002334 | 0.002214 | 0.002135 | 0.002117 | 0.001974 | 0.002053 | 0.002172 | 0.002163 | 0.002177 | 0.002025 | 0.001777 | 0.001534 | 0.001235 | 0.000883 | 0.000756 | 0.000574 | 0.000447 | 0.000315 | 0.00023 | 0.000157 | 0 | 1.7e-05 | -8.7e-05 | -0.000208 | -0.000359 | -0.000522 | -0.000581 | -0.000671 | -0.000782 | -0.000897 | -0.00095 | -0.000928
0.002808 | 0.002672 | 0.002486 | 0.00235 | 0.002335 | 0.002282 | 0.002117 | 0.002018 | 0.002013 | 0.002056 | 0.002075 | 0.002147 | 0.002037 | 0.002064 | 0.001881 | 0.001628 | 0.001408 | 0.00112 | 0.000848 | 0.000718 | 0.000584 | 0.0005 | 0.000419 | 0.000239 | 0.000166 | 0 | 8e-06 | -8.7e-05 | -0.000223 | -0.000349 | -0.000454 | -0.000529 | -0.000638 | -0.000728 | -0.000861 | -0.000965 | -0.001023
0.002768 | 0.002611 | 0.002377 | 0.002239 | 0.002159 | 0.002023 | 0.00185 | 0.001863 | 0.001801 | 0.001808 | 0.00182 | 0.001877 | 0.001755 | 0.001769 | 0.001636 | 0.001429 | 0.001175 | 0.0009 | 0.000652 | 0.000593 | 0.000467 | 0.000364 | 0.000281 | 0.000212 | 0.000151 | 0 | 3.1e-05 | -0.000121 | -0.000171 | -0.000313 | -0.000456 | -0.00049 | -0.000586 | -0.000715 | -0.000811 | -0.000826 | -0.000865
0.002491 | 0.002386 | 0.002253 | 0.002157 | 0.002142 | 0.00216 | 0.00205 | 0.001953 | 0.001894 | 0.001724 | 0.001877 | 0.002003 | 0.002036 | 0.002133 | 0.001919 | 0.001701 | 0.001457 | 0.001123 | 0.000793 | 0.000617 | 0.000454 | 0.000395 | 0.000258 | 0.000185 | 0.000151 | 0 | 6.6e-05 | -4.7e-05 | -0.000146 | -0.00027 | -0.000388 | -0.000414 | -0.000559 | -0.000573 | -0.000723 | -0.000764 | -0.000673
0.002458 | 0.00235 | 0.002159 | 0.002076 | 0.002084 | 0.002025 | 0.001802 | 0.00179 | 0.001784 | 0.001964 | 0.001948 | 0.001993 | 0.001862 | 0.001871 | 0.001714 | 0.001474 | 0.001222 | 0.000928 | 0.000688 | 0.000598 | 0.000468 | 0.000417 | 0.000324 | 0.000201 | 0.000141 | 0 | 0 | -8.2e-05 | -0.00019 | -0.000317 | -0.000416 | -0.000494 | -0.000547 | -0.000588 | -0.000695 | -0.000836 | -0.000866
0.002711 | 0.002596 | 0.002417 | 0.002321 | 0.002193 | 0.002083 | 0.002006 | 0.001991 | 0.001966 | 0.00184 | 0.001893 | 0.001937 | 0.001852 | 0.001857 | 0.001746 | 0.001527 | 0.001258 | 0.001026 | 0.000773 | 0.000699 | 0.000539 | 0.00039 | 0.000306 | 0.000252 | 0.000145 | 0 | 2.1e-05 | -0.000114 | -0.00013 | -0.000315 | -0.000401 | -0.000488 | -0.000556 | -0.000675 | -0.000809 | -0.000862 | -0.000906
0.003036 | 0.002887 | 0.002701 | 0.002539 | 0.002518 | 0.002533 | 0.002376 | 0.002171 | 0.002089 | 0.002008 | 0.002107 | 0.002235 | 0.002227 | 0.002281 | 0.002026 | 0.001794 | 0.001557 | 0.001191 | 0.000826 | 0.000652 | 0.000512 | 0.000477 | 0.000308 | 0.000203 | 0.000163 | 0 | 9.7e-05 | 1.7e-05 | -7.5e-05 | -0.000214 | -0.000299 | -0.000309 | -0.000402 | -0.000415 | -0.000557 | -0.000574 | -0.000447
0.002602 | 0.002455 | 0.002205 | 0.002119 | 0.00206 | 0.001954 | 0.001732 | 0.001709 | 0.001703 | 0.001872 | 0.001822 | 0.001877 | 0.00172 | 0.001679 | 0.001562 | 0.001304 | 0.001022 | 0.00077 | 0.000498 | 0.00043 | 0.000329 | 0.000256 | 0.0002 | 0.000104 | 0.000103 | 0 | -1.5e-05 | -0.000107 | -0.000117 | -0.000299 | -0.000378 | -0.000442 | -0.000454 | -0.000534 | -0.000543 | -0.000687 | -0.000731
0.002358 | 0.00228 | 0.002167 | 0.002051 | 0.001978 | 0.001955 | 0.001928 | 0.001877 | 0.001912 | 0.001634 | 0.00176 | 0.001826 | 0.001792 | 0.001844 | 0.001703 | 0.001477 | 0.001333 | 0.001052 | 0.000844 | 0.000724 | 0.000565 | 0.00046 | 0.000288 | 0.000275 | 0.000142 | 0 | 3.8e-05 | -7.9e-05 | -0.000118 | -0.000224 | -0.000329 | -0.00038 | -0.00048 | -0.000604 | -0.000796 | -0.000834 | -0.000823
0.003219 | 0.003016 | 0.002777 | 0.002624 | 0.002622 | 0.002629 | 0.002308 | 0.002099 | 0.002026 | 0.00213 | 0.00218 | 0.002263 | 0.002195 | 0.002234 | 0.001979 | 0.001687 | 0.001422 | 0.001058 | 0.000739 | 0.000551 | 0.000467 | 0.000462 | 0.000318 | 0.000172 | 0.000126 | 0 | 2.5e-05 | 3e-05 | -0.000154 | -0.00021 | -0.000261 | -0.000286 | -0.000321 | -0.000345 | -0.000407 | -0.000492 | -0.000403
0.002508 | 0.002388 | 0.002157 | 0.002092 | 0.001994 | 0.001854 | 0.001685 | 0.001701 | 0.001638 | 0.001691 | 0.001633 | 0.001765 | 0.001622 | 0.001603 | 0.001549 | 0.001257 | 0.00097 | 0.00067 | 0.000435 | 0.00036 | 0.000232 | 0.000103 | 5.1e-05 | 5.4e-05 | 4.8e-05 | 0 | 1.1e-05 | -0.000149 | -0.000157 | -0.000307 | -0.000355 | -0.000497 | -0.000407 | -0.00053 | -0.000595 | -0.000536 | -0.000668
0.002363 | 0.002288 | 0.0022 | 0.002065 | 0.002024 | 0.002129 | 0.00206 | 0.001935 | 0.001935 | 0.001586 | 0.001826 | 0.001882 | 0.001964 | 0.002019 | 0.001825 | 0.00164 | 0.001468 | 0.001154 | 0.000856 | 0.000714 | 0.000571 | 0.000507 | 0.000311 | 0.00025 | 0.00013 | 0 | 0.000125 | 3.4e-05 | -1.2e-05 | -0.00013 | -0.000215 | -0.000166 | -0.000366 | -0.000411 | -0.000623 | -0.000693 | -0.000607
0.00274 | 0.002573 | 0.002363 | 0.00228 | 0.002304 | 0.002278 | 0.001925 | 0.001817 | 0.001816 | 0.002177 | 0.002091 | 0.002065 | 0.001868 | 0.001863 | 0.001681 | 0.001384 | 0.001128 | 0.000797 | 0.000614 | 0.000471 | 0.000453 | 0.000432 | 0.000348 | 0.000179 | 0.000176 | 0 | 1.1e-05 | -7.3e-05 | -0.000163 | -0.000258 | -0.000309 | -0.000362 | -0.000395 | -0.000456 | -0.00048 | -0.000662 | -0.000703
0.002833 | 0.002766 | 0.00258 | 0.002489 | 0.002278 | 0.002126 | 0.00198 | 0.002081 | 0.002016 | 0.00174 | 0.001779 | 0.001858 | 0.001701 | 0.001712 | 0.001654 | 0.001398 | 0.001065 | 0.000861 | 0.000639 | 0.00057 | 0.000368 | 0.000186 | 0.000134 | 0.000139 | 9e-05 | 0 | -7e-06 | -0.000172 | -0.000141 | -0.000332 | -0.000363 | -0.000468 | -0.00044 | -0.000555 | -0.000669 | -0.000648 | -0.000673
0.003106 | 0.003002 | 0.002859 | 0.002688 | 0.002735 | 0.00281 | 0.002645 | 0.002327 | 0.002274 | 0.002024 | 0.002227 | 0.002377 | 0.0024 | 0.002535 | 0.002178 | 0.001912 | 0.001725 | 0.001293 | 0.000896 | 0.000602 | 0.0005 | 0.00043 | 0.000254 | 0.000113 | 0.000101 | 0 | 0.000132 | 0.000145 | -5e-05 | -0.000173 | -0.000208 | -0.000179 | -0.00027 | -0.000295 | -0.000481 | -0.000511 | -0.000298
0.002572 | 0.002422 | 0.002239 | 0.002217 | 0.002196 | 0.002044 | 0.001734 | 0.001766 | 0.00176 | 0.002133 | 0.001941 | 0.001957 | 0.001654 | 0.001657 | 0.001507 | 0.001279 | 0.000904 | 0.000678 | 0.0005 | 0.000432 | 0.000338 | 0.000269 | 0.00027 | 0.000144 | 0.000154 | 0 | -3.4e-05 | -0.000112 | -0.000158 | -0.000369 | -0.000389 | -0.000523 | -0.000473 | -0.000545 | -0.000562 | -0.000761 | -0.000872
0.0029 | 0.002884 | 0.002704 | 0.002516 | 0.002399 | 0.002339 | 0.002311 | 0.002321 | 0.002316 | 0.001868 | 0.001902 | 0.001988 | 0.001953 | 0.001919 | 0.00181 | 0.001584 | 0.001365 | 0.001148 | 0.000953 | 0.000822 | 0.000626 | 0.000452 | 0.000247 | 0.000254 | 0.000129 | 0 | 2.7e-05 | -0.000127 | -0.000164 | -0.000249 | -0.000326 | -0.000434 | -0.000508 | -0.000634 | -0.000956 | -0.000902 | -0.000937
0.003472 | 0.003357 | 0.003207 | 0.003083 | 0.003147 | 0.00316 | 0.002838 | 0.002521 | 0.002499 | 0.00252 | 0.002547 | 0.002627 | 0.002555 | 0.002624 | 0.002264 | 0.001944 | 0.001703 | 0.001304 | 0.000935 | 0.000683 | 0.000625 | 0.000578 | 0.000409 | 0.000152 | 0.000125 | 0 | 0.000177 | 4e-05 | -0.000165 | -0.000214 | -0.000251 | -0.000249 | -0.00038 | -0.00046 | -0.000512 | -0.000628 | -0.000527
0.002956 | 0.002874 | 0.002728 | 0.002662 | 0.002563 | 0.002298 | 0.002055 | 0.002083 | 0.001962 | 0.002082 | 0.001901 | 0.001992 | 0.001756 | 0.001728 | 0.00165 | 0.001378 | 0.00092 | 0.000682 | 0.000457 | 0.000433 | 0.000217 | 0.000134 | 0.000103 | 8.3e-05 | 0.000117 | 0 | -2.5e-05 | -0.000165 | -0.000184 | -0.000425 | -0.00048 | -0.000579 | -0.000577 | -0.000588 | -0.000606 | -0.000705 | -0.000738
0.002924 | 0.002928 | 0.002888 | 0.002757 | 0.002726 | 0.002801 | 0.002793 | 0.002619 | 0.002572 | 0.002022 | 0.002189 | 0.002385 | 0.002409 | 0.002441 | 0.002215 | 0.001961 | 0.001755 | 0.001413 | 0.001089 | 0.000816 | 0.000635 | 0.000585 | 0.000245 | 0.00025 | 9.4e-05 | 0 | 8.9e-05 | -2.3e-05 | -0.000167 | -0.000267 | -0.000295 | -0.00039 | -0.000458 | -0.000545 | -0.000926 | -0.000868 | -0.000736
0.002965 | 0.002787 | 0.002616 | 0.002593 | 0.002659 | 0.002635 | 0.002258 | 0.002101 | 0.002164 | 0.002498 | 0.002406 | 0.00235 | 0.002098 | 0.002153 | 0.001892 | 0.001541 | 0.001317 | 0.001023 | 0.000762 | 0.000612 | 0.000632 | 0.000579 | 0.000446 | 0.000188 | 0.000216 | 0 | 3.1e-05 | -6.6e-05 | -0.000265 | -0.000359 | -0.000506 | -0.000436 | -0.000644 | -0.000699 | -0.000889 | -0.00099 | -0.001031
0.002857 | 0.002917 | 0.002835 | 0.002685 | 0.002478 | 0.002303 | 0.002203 | 0.002286 | 0.002221 | 0.002065 | 0.001962 | 0.00195 | 0.001771 | 0.001665 | 0.001647 | 0.001446 | 0.001066 | 0.000953 | 0.000791 | 0.000709 | 0.000504 | 0.00036 | 0.000258 | 0.000226 | 0.000144 | 0 | -2.9e-05 | -0.000246 | -0.000294 | -0.000502 | -0.000614 | -0.000731 | -0.000705 | -0.000811 | -0.001074 | -0.001163 | -0.001184
0.003243 | 0.003189 | 0.003183 | 0.003096 | 0.003159 | 0.003225 | 0.003113 | 0.002713 | 0.002735 | 0.002331 | 0.002483 | 0.002754 | 0.002697 | 0.002812 | 0.00241 | 0.002162 | 0.001989 | 0.001571 | 0.001131 | 0.000839 | 0.000735 | 0.000653 | 0.00045 | 0.000242 | 0.000202 | 0 | 0.000192 | 2.4e-05 | -7.4e-05 | -0.000194 | -0.000231 | -0.000299 | -0.0005 | -0.000548 | -0.000754 | -0.000658 | -0.000463
0.003033 | 0.002926 | 0.002777 | 0.00274 | 0.002731 | 0.002555 | 0.002143 | 0.00208 | 0.00197 | 0.002399 | 0.002212 | 0.002261 | 0.002002 | 0.002007 | 0.00183 | 0.001468 | 0.001054 | 0.000751 | 0.000491 | 0.000358 | 0.000284 | 0.000267 | 0.0003 | 1.7e-05 | 5.3e-05 | 0 | 3.5e-05 | -9.5e-05 | -0.000188 | -0.000505 | -0.000685 | -0.00061 | -0.000595 | -0.000625 | -0.000701 | -0.000737 | -0.000836
0.002032 | 0.002184 | 0.002221 | 0.002142 | 0.00204 | 0.002027 | 0.001999 | 0.002141 | 0.002011 | 0.001555 | 0.001604 | 0.001839 | 0.001735 | 0.001715 | 0.001702 | 0.001486 | 0.001291 | 0.001053 | 0.000803 | 0.000631 | 0.000396 | 0.000216 | 0.000132 | 0.000146 | 3.4e-05 | 0 | 1e-05 | -0.000157 | -0.000237 | -0.000503 | -0.000459 | -0.000668 | -0.000637 | -0.000765 | -0.001121 | -0.001073 | -0.000965
0.002585 | 0.002473 | 0.002446 | 0.00242 | 0.002647 | 0.002679 | 0.002531 | 0.002199 | 0.002328 | 0.002281 | 0.002417 | 0.0025 | 0.002379 | 0.00247 | 0.002068 | 0.001826 | 0.001675 | 0.001357 | 0.001025 | 0.000724 | 0.000781 | 0.000746 | 0.000507 | 0.000188 | 0.000218 | 0 | 0.000209 | -2.3e-05 | -0.000295 | -0.000272 | -0.000416 | -0.000337 | -0.000474 | -0.000592 | -0.000867 | -0.000884 | -0.000785
0.002159 | 0.002112 | 0.001996 | 0.00192 | 0.001817 | 0.001666 | 0.001443 | 0.001537 | 0.00157 | 0.001858 | 0.001616 | 0.001608 | 0.001181 | 0.001284 | 0.001242 | 0.000985 | 0.000682 | 0.000624 | 0.00052 | 0.000533 | 0.00048 | 0.000384 | 0.000365 | 0.000168 | 0.000201 | 0 | -7.4e-05 | -0.000242 | -0.000219 | -0.00058 | -0.000563 | -0.000655 | -0.00078 | -0.000809 | -0.000934 | -0.001108 | -0.001244
0.002546 | 0.002666 | 0.002726 | 0.002603 | 0.002641 | 0.002676 | 0.002716 | 0.002539 | 0.002494 | 0.001888 | 0.002086 | 0.002309 | 0.002232 | 0.00231 | 0.002089 | 0.001896 | 0.00167 | 0.001491 | 0.001167 | 0.000911 | 0.000691 | 0.00061 | 0.000385 | 0.000333 | 0.000181 | 0 | 0.000174 | 0.0001 | -2.3e-05 | -0.000268 | -0.000186 | -0.000336 | -0.000311 | -0.000431 | -0.000814 | -0.000691 | -0.000541
0.002823 | 0.002648 | 0.002506 | 0.002535 | 0.002648 | 0.002675 | 0.002244 | 0.001985 | 0.00199 | 0.002241 | 0.002213 | 0.002337 | 0.00218 | 0.002274 | 0.001999 | 0.001654 | 0.001349 | 0.001005 | 0.000638 | 0.000486 | 0.000403 | 0.000486 | 0.000291 | 0.000103 | 9.1e-05 | 0 | 0.000243 | 9.2e-05 | -0.00024 | -0.000145 | -0.000396 | -0.000294 | -0.000349 | -0.000341 | -0.000464 | -0.000511 | -0.000342
0.001798 | 0.001936 | 0.001928 | 0.001828 | 0.001809 | 0.001682 | 0.00159 | 0.001608 | 0.001467 | 0.001383 | 0.001364 | 0.001532 | 0.001433 | 0.001398 | 0.001419 | 0.001183 | 0.000818 | 0.000654 | 0.000488 | 0.000481 | 0.000205 | 5.1e-05 | 0.000199 | 8.5e-05 | 0.000103 | 0 | 3.6e-05 | -1e-05 | 4e-06 | -0.000349 | -0.000416 | -0.00047 | -0.000367 | -0.000461 | -0.00061 | -0.000554 | -0.000343