## Moorings
Mooring OOIBARCODE | Ref Des | Serial Number | Deployment Number | Anchor Launch Date | Anchor Launch Time | Recover Date | Latitude | Longitude | Water Depth | Cruise Number | Notes
N00211 | CE02SHSM | CE02SHSM-00001 | 1 | 2015-04-02 | 20:29 | 2015-10-07 | 44° 38.30' N | 124° 18.233' W | 80 | OC1503D |  | 44.6383 | -124.3039

## Asset_Cal_Info
Ref Des | Mooring OOIBARCODE | Mooring Serial Number | Deployment Number | Sensor OOIBARCODE | Sensor Serial Number | Calibration Cofficient Name | Calibration Cofficient Value | Notes
CE02SHSM-SBD11-01-MOPAK0000 | N00211 | CE02SHSM-00001 | 1 | OL000298 | 11856 |  |  | No Calibration Coefficient
CE02SHSM-SBD11-06-METBKA000 | N00211 | CE02SHSM-00001 | 1 | N00733 | LGR011 | CC_lat | 44.6383
CE02SHSM-SBD11-06-METBKA000 | N00211 | CE02SHSM-00001 | 1 | N00733 | LGR011 | CC_lon | -124.3038
CE02SHSM-SBD11-06-METBKA000 | N00211 | CE02SHSM-00001 | 1 | N00733 | LGR011 | CC_depth_of_conductivity_and_temperature_measurements_m | 1.04
CE02SHSM-SBD11-06-METBKA000 | N00211 | CE02SHSM-00001 | 1 | N00733 | LGR011 | CC_height_of_air_humidity_measurement_m | 4.09
CE02SHSM-SBD11-06-METBKA000 | N00211 | CE02SHSM-00001 | 1 | N00733 | LGR011 | CC_height_of_air_temperature_measurement_m | 4.09
CE02SHSM-SBD11-06-METBKA000 | N00211 | CE02SHSM-00001 | 1 | N00733 | LGR011 | CC_height_of_windspeed_sensor_above_sealevel_m | 4.65
CE02SHSM-SBD11-06-METBKA000 | N00211 | CE02SHSM-00001 | 1 | N00733 | LGR011 | CC_jcool | 1 | Constant
CE02SHSM-SBD11-06-METBKA000 | N00211 | CE02SHSM-00001 | 1 | N00733 | LGR011 | CC_jwarm | 1 | Constant
CE02SHSM-SBD11-06-METBKA000 | N00211 | CE02SHSM-00001 | 1 | N00733 | LGR011 | CC_zinvpbl | 600 | Constant
CE02SHSM-SBD11-04-VELPTA000 | N00211 | CE02SHSM-00001 | 1 | A01017 | AQD 11775 | CC_lat | 44.6383
CE02SHSM-SBD11-04-VELPTA000 | N00211 | CE02SHSM-00001 | 1 | A01017 | AQD 11775 | CC_lon | -124.3038
CE02SHSM-RID26-04-VELPTA000 | N00211 | CE02SHSM-00001 | 1 | A01018 | AQD 11780 | CC_lat | 44.6383
CE02SHSM-RID26-04-VELPTA000 | N00211 | CE02SHSM-00001 | 1 | A01018 | AQD 11780 | CC_lon | -124.3038
CE02SHSM-SBD12-04-PCO2AA000 | N00211 | CE02SHSM-00001 | 1 | A01047 | 33-198-50A |  |  | No Calibration Coefficient
CE02SHSM-SBD12-05-WAVSSA000 | N00211 | CE02SHSM-00001 | 1 | A00795 | 5291 | CC_lat | 44.6383
CE02SHSM-SBD12-05-WAVSSA000 | N00211 | CE02SHSM-00001 | 1 | A00795 | 5291 | CC_lon | -124.3038
CE02SHSM-SBD12-08-FDCHPA000 | N00211 | CE02SHSM-00001 | 1 | A01098 | 012 |  |  | No Calibration Coefficient
CE02SHSM-RID26-01-ADCPTA000 | N00211 | CE02SHSM-00001 | 1 | A00240 | 19016 | CC_depth | 80000
CE02SHSM-RID26-01-ADCPTA000 | N00211 | CE02SHSM-00001 | 1 | A00240 | 19016 | CC_lat | 44.6383
CE02SHSM-RID26-01-ADCPTA000 | N00211 | CE02SHSM-00001 | 1 | A00240 | 19016 | CC_lon | -124.3038
CE02SHSM-RID26-01-ADCPTA000 | N00211 | CE02SHSM-00001 | 1 | A00240 | 19016 | CC_scale_factor1 | 0.45
CE02SHSM-RID26-01-ADCPTA000 | N00211 | CE02SHSM-00001 | 1 | A00240 | 19016 | CC_scale_factor2 | 0.45
CE02SHSM-RID26-01-ADCPTA000 | N00211 | CE02SHSM-00001 | 1 | A00240 | 19016 | CC_scale_factor3 | 0.45
CE02SHSM-RID26-01-ADCPTA000 | N00211 | CE02SHSM-00001 | 1 | A00240 | 19016 | CC_scale_factor4 | 0.45
CE02SHSM-RID26-06-PHSEND000 | N00211 | CE02SHSM-00001 | 1 | A00661 | P0118 | CC_ea434 | 17533
CE02SHSM-RID26-06-PHSEND000 | N00211 | CE02SHSM-00001 | 1 | A00661 | P0118 | CC_ea578 | 101
CE02SHSM-RID26-06-PHSEND000 | N00211 | CE02SHSM-00001 | 1 | A00661 | P0118 | CC_eb434 | 2229
CE02SHSM-RID26-06-PHSEND000 | N00211 | CE02SHSM-00001 | 1 | A00661 | P0118 | CC_eb578 | 38502
CE02SHSM-RID26-06-PHSEND000 | N00211 | CE02SHSM-00001 | 1 | A00661 | P0118 | CC_ind_off | 0
CE02SHSM-RID26-06-PHSEND000 | N00211 | CE02SHSM-00001 | 1 | A00661 | P0118 | CC_ind_slp | 1
CE02SHSM-RID26-06-PHSEND000 | N00211 | CE02SHSM-00001 | 1 | A00661 | P0118 | CC_psal | 35 | Constant
CE02SHSM-RID27-01-OPTAAD000 | N00211 | CE02SHSM-00001 | 1 | A00906 | ACS-174 | CC_cwlngth | [400.00000000, 403.70000000, 407.10000000, 410.50000000, 413.70000000, 417.60000000, 421.70000000, 425.60000000, 429.90000000, 433.80000000, 437.70000000, 441.60000000, 446.00000000, 450.40000000, 455.00000000, 458.90000000, 463.30000000, 467.60000000, 472.40000000, 476.90000000, 481.80000000, 486.20000000, 490.60000000, 494.60000000, 499.10000000, 503.50000000, 508.30000000, 512.80000000, 518.00000000, 522.30000000, 526.80000000, 531.00000000, 535.30000000, 539.60000000, 544.20000000, 548.30000000, 553.10000000, 557.40000000, 562.00000000, 565.70000000, 570.30000000, 573.40000000, 577.60000000, 581.70000000, 585.90000000, 590.80000000, 595.00000000, 599.10000000, 603.30000000, 608.00000000, 612.20000000, 616.90000000, 621.20000000, 625.50000000, 629.90000000, 634.20000000, 638.30000000, 643.10000000, 647.10000000, 651.70000000, 656.00000000, 660.80000000, 665.00000000, 669.80000000, 673.70000000, 678.10000000, 682.20000000, 686.60000000, 690.20000000, 694.10000000, 698.10000000, 702.10000000, 706.00000000, 709.90000000, 713.60000000, 717.30000000, 720.90000000, 725.10000000, 728.40000000, 732.30000000]
CE02SHSM-RID27-01-OPTAAD000 | N00211 | CE02SHSM-00001 | 1 | A00906 | ACS-174 | CC_ccwo | [ -0.05728100, 0.07856000, 0.19003800, 0.27886000, 0.35782100, 0.43567600, 0.50582200, 0.56757600, 0.62763700, 0.68846300, 0.74157900, 0.78926600, 0.83705400, 0.87964300, 0.92195700, 0.95418800, 0.99006700, 1.02310800, 1.05743600, 1.08696100, 1.11341700, 1.14162400, 1.16624900, 1.18951300, 1.21082100, 1.23117400, 1.24826700, 1.26357000, 1.28306400, 1.29796000, 1.31000900, 1.32821300, 1.33713000, 1.34937900, 1.36499100, 1.37901400, 1.39079100, 1.40021400, 1.41239900, 1.41762500, 1.42552700, 1.41292900, 1.41175300, 1.40297000, 1.39003300, 1.38235300, 1.36647200, 1.34120200, 1.32565600, 1.32034600, 1.32141000, 1.32539000, 1.32977400, 1.33242100, 1.33443200, 1.33779500, 1.33833200, 1.33729500, 1.33399900, 1.32756000, 1.31623600, 1.30668600, 1.30429400, 1.30414700, 1.29918100, 1.29520600, 1.28474800, 1.26622900, 1.23965100, 1.19914500, 1.14588300, 1.08146300, 0.99829900, 0.89240200, 0.75594900, 0.59564800, 0.40418100, 0.18092000, -0.06296700, -0.30413900]
CE02SHSM-RID27-01-OPTAAD000 | N00211 | CE02SHSM-00001 | 1 | A00906 | ACS-174 | CC_tcal | 20.4
CE02SHSM-RID27-01-OPTAAD000 | N00211 | CE02SHSM-00001 | 1 | A00906 | ACS-174 | CC_tbins | [ 0.98064500, 1.31581300, 2.44190100, 3.47563400, 4.46428600, 5.47500000, 6.50230800, 7.48588200, 8.48766700, 9.49448300, 10.49482800, 11.49074100, 12.50956500, 13.50333300, 14.50100000, 15.50052600, 16.51714300, 17.48785700, 18.50958300, 19.50136400, 20.49200000, 21.50500000, 22.50222200, 23.49470600, 24.49000000, 25.54000000, 26.47621600, 27.48142900, 28.49242400, 29.48914300, 30.49729700, 31.49718700, 32.50100000, 33.48931000, 34.47571400, 35.47346200, 36.49535700, 37.50185200, 38.52529400, 39.25903800]
CE02SHSM-RID27-01-OPTAAD000 | N00211 | CE02SHSM-00001 | 1 | A00906 | ACS-174 | CC_awlngth | [400.30000000, 403.70000000, 407.30000000, 410.50000000, 414.10000000, 417.30000000, 421.70000000, 425.60000000, 429.90000000, 433.40000000, 437.30000000, 441.40000000, 445.50000000, 449.90000000, 454.50000000, 458.30000000, 462.70000000, 466.80000000, 471.90000000, 475.90000000, 480.80000000, 485.30000000, 489.70000000, 493.70000000, 498.10000000, 502.40000000, 507.30000000, 511.60000000, 516.80000000, 521.30000000, 525.40000000, 529.80000000, 534.10000000, 538.00000000, 542.50000000, 546.80000000, 551.20000000, 555.50000000, 560.10000000, 564.40000000, 568.50000000, 572.50000000, 576.80000000, 580.70000000, 585.10000000, 589.50000000, 594.00000000, 597.70000000, 601.90000000, 606.60000000, 611.20000000, 615.50000000, 620.20000000, 624.20000000, 628.40000000, 632.90000000, 637.00000000, 641.50000000, 645.80000000, 650.10000000, 654.70000000, 658.80000000, 663.40000000, 667.80000000, 672.10000000, 676.50000000, 680.70000000, 684.60000000, 688.70000000, 692.40000000, 696.60000000, 700.40000000, 704.20000000, 707.90000000, 712.00000000, 715.50000000, 719.30000000, 723.20000000, 726.80000000, 730.40000000]
CE02SHSM-RID27-01-OPTAAD000 | N00211 | CE02SHSM-00001 | 1 | A00906 | ACS-174 | CC_acwo | [ 0.64618300, 0.78519600, 0.88668400, 0.93912300, 0.95852400, 0.95835800, 0.95091900, 0.93521000, 0.92095200, 0.90750000, 0.89708400, 0.88842700, 0.88030600, 0.87499300, 0.87201300, 0.87099300, 0.87170300, 0.87408300, 0.87671000, 0.88154200, 0.88648500, 0.89303300, 0.90013300, 0.90767100, 0.91482400, 0.92178500, 0.92865300, 0.93646100, 0.94604900, 0.95800700, 0.97041600, 0.98251700, 0.99490500, 1.00741100, 1.01933300, 1.03137900, 1.04375700, 1.05652600, 1.06977600, 1.08261200, 1.09358300, 1.10253500, 1.10655200, 1.10695900, 1.10250000, 1.09167200, 1.07827100, 1.06472700, 1.05460700, 1.05268300, 1.05851800, 1.06775900, 1.07756300, 1.08732500, 1.09708200, 1.10597900, 1.11439000, 1.12095600, 1.12457700, 1.12467000, 1.12244100, 1.12036300, 1.12157600, 1.12638700, 1.13164200, 1.13364400, 1.13075600, 1.12193400, 1.10568300, 1.07902900, 1.04017400, 0.98745500, 0.91775300, 0.82819000, 0.71182600, 0.56779500, 0.39521900, 0.19080400, -0.03750000, -0.27359600]
CE02SHSM-RID27-01-OPTAAD000 | N00211 | CE02SHSM-00001 | 1 | A00906 | ACS-174 | CC_taarray | SheetRef:ACS174_CC_taarray
CE02SHSM-RID27-01-OPTAAD000 | N00211 | CE02SHSM-00001 | 1 | A00906 | ACS-174 | CC_tcarray | SheetRef:ACS174_CC_tcarray
CE02SHSM-RID27-02-FLORTD000 | N00211 | CE02SHSM-00001 | 1 | A00475 | 1123 | CC_dark_counts_volume_scatter | 51
CE02SHSM-RID27-02-FLORTD000 | N00211 | CE02SHSM-00001 | 1 | A00475 | 1123 | CC_scale_factor_volume_scatter | 1.727e-06
CE02SHSM-RID27-02-FLORTD000 | N00211 | CE02SHSM-00001 | 1 | A00475 | 1123 | CC_dark_counts_chlorophyll_a | 51
CE02SHSM-RID27-02-FLORTD000 | N00211 | CE02SHSM-00001 | 1 | A00475 | 1123 | CC_scale_factor_chlorophyll_a | 0.0119
CE02SHSM-RID27-02-FLORTD000 | N00211 | CE02SHSM-00001 | 1 | A00475 | 1123 | CC_dark_counts_cdom | 46
CE02SHSM-RID27-02-FLORTD000 | N00211 | CE02SHSM-00001 | 1 | A00475 | 1123 | CC_scale_factor_cdom | 0.098
CE02SHSM-RID27-02-FLORTD000 | N00211 | CE02SHSM-00001 | 1 | A00475 | 1123 | CC_scattering_angle | 117 | Constant
CE02SHSM-RID27-02-FLORTD000 | N00211 | CE02SHSM-00001 | 1 | A00475 | 1123 | CC_measurement_wavelength | 700 | Constant
CE02SHSM-RID27-02-FLORTD000 | N00211 | CE02SHSM-00001 | 1 | A00475 | 1123 | CC_angular_resolution | 1.08 | Constant
CE02SHSM-RID27-02-FLORTD000 | N00211 | CE02SHSM-00001 | 1 | A00475 | 1123 | CC_depolarization_ratio | 0.039 | Constant
CE02SHSM-RID27-03-CTDBPC000 | N00211 | CE02SHSM-00001 | 1 | A01039 | 16-50013 | CC_lat | 44.6383
CE02SHSM-RID27-03-CTDBPC000 | N00211 | CE02SHSM-00001 | 1 | A01039 | 16-50013 | CC_lon | -124.3038
CE02SHSM-RID27-03-CTDBPC000 | N00211 | CE02SHSM-00001 | 1 | A01039 | 16-50013 | CC_a0 | 0.0012709
CE02SHSM-RID27-03-CTDBPC000 | N00211 | CE02SHSM-00001 | 1 | A01039 | 16-50013 | CC_a1 | 0.00027106
CE02SHSM-RID27-03-CTDBPC000 | N00211 | CE02SHSM-00001 | 1 | A01039 | 16-50013 | CC_a2 | -8.2238e-07
CE02SHSM-RID27-03-CTDBPC000 | N00211 | CE02SHSM-00001 | 1 | A01039 | 16-50013 | CC_a3 | 1.6963e-07
CE02SHSM-RID27-03-CTDBPC000 | N00211 | CE02SHSM-00001 | 1 | A01039 | 16-50013 | CC_ptempa0 | -57.8995
CE02SHSM-RID27-03-CTDBPC000 | N00211 | CE02SHSM-00001 | 1 | A01039 | 16-50013 | CC_ptempa1 | 52.8815
CE02SHSM-RID27-03-CTDBPC000 | N00211 | CE02SHSM-00001 | 1 | A01039 | 16-50013 | CC_ptempa2 | -0.26133
CE02SHSM-RID27-03-CTDBPC000 | N00211 | CE02SHSM-00001 | 1 | A01039 | 16-50013 | CC_ptca0 | 525762.046
CE02SHSM-RID27-03-CTDBPC000 | N00211 | CE02SHSM-00001 | 1 | A01039 | 16-50013 | CC_ptca1 | 0.6939
CE02SHSM-RID27-03-CTDBPC000 | N00211 | CE02SHSM-00001 | 1 | A01039 | 16-50013 | CC_ptca2 | -0.031314
CE02SHSM-RID27-03-CTDBPC000 | N00211 | CE02SHSM-00001 | 1 | A01039 | 16-50013 | CC_ptcb0 | 25.1749
CE02SHSM-RID27-03-CTDBPC000 | N00211 | CE02SHSM-00001 | 1 | A01039 | 16-50013 | CC_ptcb1 | 0.001175
CE02SHSM-RID27-03-CTDBPC000 | N00211 | CE02SHSM-00001 | 1 | A01039 | 16-50013 | CC_ptcb2 | 0
CE02SHSM-RID27-03-CTDBPC000 | N00211 | CE02SHSM-00001 | 1 | A01039 | 16-50013 | CC_pa0 | -0.0024683
CE02SHSM-RID27-03-CTDBPC000 | N00211 | CE02SHSM-00001 | 1 | A01039 | 16-50013 | CC_pa1 | 0.00048829
CE02SHSM-RID27-03-CTDBPC000 | N00211 | CE02SHSM-00001 | 1 | A01039 | 16-50013 | CC_pa2 | -5.9848e-12
CE02SHSM-RID27-03-CTDBPC000 | N00211 | CE02SHSM-00001 | 1 | A01039 | 16-50013 | CC_g | -0.98608
CE02SHSM-RID27-03-CTDBPC000 | N00211 | CE02SHSM-00001 | 1 | A01039 | 16-50013 | CC_h | 0.14093
CE02SHSM-RID27-03-CTDBPC000 | N00211 | CE02SHSM-00001 | 1 | A01039 | 16-50013 | CC_i | -0.00023641
CE02SHSM-RID27-03-CTDBPC000 | N00211 | CE02SHSM-00001 | 1 | A01039 | 16-50013 | CC_j | 3.6974e-05
CE02SHSM-RID27-03-CTDBPC000 | N00211 | CE02SHSM-00001 | 1 | A01039 | 16-50013 | CC_cpcor | -9.57e-08
CE02SHSM-RID27-03-CTDBPC000 | N00211 | CE02SHSM-00001 | 1 | A01039 | 16-50013 | CC_ctcor | 3.25e-06
CE02SHSM-RID27-04-DOSTAD000 | N00211 | CE02SHSM-00001 | 1 | A00433 | 223 | CC_lat | 44.6383
CE02SHSM-RID27-04-DOSTAD000 | N00211 | CE02SHSM-00001 | 1 | A00433 | 223 | CC_lon | -124.3038
CE02SHSM-RID27-04-DOSTAD000 | N00211 | CE02SHSM-00001 | 1 | A00433 | 223 | CC_csv | [3.124860E-03,1.327048E-04,2.571575E-06,2.306461E+02,-3.390986E-01,-6.099628E+01,4.525786E+00]
CE02SHSM-RID26-07-NUTNRB000 | N00211 | CE02SHSM-00001 | 1 | A00124 | 255 | CC_lower_wavelength_limit_for_spectra_fit | 217 | Constant
CE02SHSM-RID26-07-NUTNRB000 | N00211 | CE02SHSM-00001 | 1 | A00124 | 255 | CC_upper_wavelength_limit_for_spectra_fit | 240 | Constant
CE02SHSM-RID26-07-NUTNRB000 | N00211 | CE02SHSM-00001 | 1 | A00124 | 255 | CC_cal_temp | 19.9648
CE02SHSM-RID26-07-NUTNRB000 | N00211 | CE02SHSM-00001 | 1 | A00124 | 255 | CC_wl | [191.05, 191.84, 192.62, 193.41, 194.19, 194.98, 195.77, 196.56, 197.34, 198.13, 198.92, 199.71, 200.5, 201.29, 202.08, 202.87, 203.66, 204.45, 205.24, 206.03, 206.82, 207.61, 208.4, 209.2, 209.99, 210.78, 211.57, 212.37, 213.16, 213.95, 214.75, 215.54, 216.34, 217.13, 217.93, 218.72, 219.52, 220.31, 221.11, 221.9, 222.7, 223.5, 224.29, 225.09, 225.89, 226.69, 227.48, 228.28, 229.08, 229.88, 230.68, 231.48, 232.27, 233.07, 233.87, 234.67, 235.47, 236.27, 237.07, 237.87, 238.67, 239.48, 240.28, 241.08, 241.88, 242.68, 243.48, 244.29, 245.09, 245.89, 246.69, 247.5, 248.3, 249.1, 249.91, 250.71, 251.51, 252.32, 253.12, 253.92, 254.73, 255.53, 256.34, 257.14, 257.95, 258.75, 259.56, 260.36, 261.17, 261.98, 262.78, 263.59, 264.39, 265.2, 266.01, 266.81, 267.62, 268.43, 269.23, 270.04, 270.85, 271.66, 272.46, 273.27, 274.08, 274.89, 275.69, 276.5, 277.31, 278.12, 278.93, 279.74, 280.55, 281.35, 282.16, 282.97, 283.78, 284.59, 285.4, 286.21, 287.02, 287.83, 288.64, 289.45, 290.26, 291.07, 291.88, 292.69, 293.5, 294.31, 295.12, 295.93, 296.74, 297.55, 298.36, 299.17, 299.98, 300.79, 301.6, 302.41, 303.22, 304.03, 304.85, 305.66, 306.47, 307.28, 308.09, 308.9, 309.71, 310.52, 311.33, 312.15, 312.96, 313.77, 314.58, 315.39, 316.2, 317.01, 317.83, 318.64, 319.45, 320.26, 321.07, 321.88, 322.7, 323.51, 324.32, 325.13, 325.94, 326.75, 327.56, 328.38, 329.19, 330.0, 330.81, 331.62, 332.43, 333.25, 334.06, 334.87, 335.68, 336.49, 337.3, 338.12, 338.93, 339.74, 340.55, 341.36, 342.17, 342.98, 343.79, 344.61, 345.42, 346.23, 347.04, 347.85, 348.66, 349.47, 350.28, 351.09, 351.9, 352.71, 353.52, 354.34, 355.15, 355.96, 356.77, 357.58, 358.39, 359.2, 360.01, 360.82, 361.63, 362.44, 363.25, 364.06, 364.87, 365.68, 366.48, 367.29, 368.1, 368.91, 369.72, 370.53, 371.34, 372.15, 372.96, 373.76, 374.57, 375.38, 376.19, 377.0, 377.81, 378.61, 379.42, 380.23, 381.04, 381.84, 382.65, 383.46, 384.26, 385.07, 385.88, 386.68, 387.49, 388.3, 389.1, 389.91, 390.71, 391.52, 392.33, 393.13, 393.94, 394.74, 395.55, 396.35]
CE02SHSM-RID26-07-NUTNRB000 | N00211 | CE02SHSM-00001 | 1 | A00124 | 255 | CC_eno3 | [-0.00027392, -0.0002707, 0.00812729, -0.0002643, -0.00026112, 0.00550333, 0.02399625, 0.00374107, -0.00024827, 0.02035267, 0.02951646, 0.00341459, 0.00884406, -0.00023217, -0.00302829, 0.0015388, -0.00358997, -0.00021928, -0.00021606, -0.00040847, 0.00094788, 0.00221635, 0.00375778, 0.00615725, 0.00673863, 0.00677978, 0.006738, 0.00646019, 0.00625559, 0.005997, 0.00571572, 0.00535835, 0.00503684, 0.00468198, 0.00436211, 0.00400557, 0.00368567, 0.00335584, 0.00303717, 0.00273854, 0.0024476, 0.00217578, 0.0019475, 0.00170013, 0.00147245, 0.00130661, 0.00111714, 0.00096448, 0.0008325, 0.00070788, 0.00058249, 0.00049796, 0.00040835, 0.00033799, 0.00027882, 0.00022697, 0.0001787, 0.00014245, 0.00011664, 0.00008666, 0.00007506, 0.00004611, 0.00003984, 0.00002055, 0.00001081, 0.00000379, 0.00000271, -0.00001208, -0.0000083, -0.00000856, -0.0000211, -0.00002351, -0.00001053, -0.00001407, -0.00002011, -0.00000825, -0.00000655, -0.00000834, 0.00001048, -0.00000111, 0.00001256, 0.00000994, -0.00000257, -0.00000394, 0.0000106, 0.00001832, 0.00000942, 0.0000195, 0.0000279, 0.00002614, 0.00003009, 0.00002501, 0.00003085, 0.00003274, 0.00004065, 0.00003792, 0.00004078, 0.00004576, 0.00004946, 0.00004857, 0.00005668, 0.00006327, 0.00007052, 0.00006807, 0.00006009, 0.00007055, 0.00008219, 0.00007967, 0.00008802, 0.00009049, 0.0000948, 0.00011865, 0.00010766, 0.00010851, 0.00010996, 0.000112, 0.00010041, 0.00010823, 0.00010542, 0.00011561, 0.0001212, 0.00013131, 0.00013976, 0.00014948, 0.00015095, 0.00015526, 0.00014207, 0.00015339, 0.00016491, 0.00016058, 0.00015913, 0.00016944, 0.00016171, 0.00017115, 0.00016917, 0.00018424, 0.00018448, 0.00021333, 0.00019306, 0.00020705, 0.00021395, 0.00022182, 0.00022642, 0.00021418, 0.00021317, 0.00022779, 0.00021709, 0.00021658, 0.00023023, 0.00022719, 0.0002319, 0.00024164, 0.00024051, 0.00024318, 0.00025885, 0.00024899, 0.00024837, 0.00025594, 0.00026516, 0.00027393, 0.00026523, 0.00026822, 0.00027341, 0.00029091, 0.00028876, 0.00029348, 0.00027439, 0.00029377, 0.00027607, 0.00026795, 0.00025665, 0.00027594, 0.00030239, 0.00027647, 0.00030557, 0.00030119, 0.00031048, 0.00031596, 0.00032246, 0.00034766, 0.00033672, 0.00034978, 0.00030526, 0.00031385, 0.00032576, 0.00034114, 0.00031788, 0.0003233, 0.00033436, 0.00035913, 0.00033057, 0.00034761, 0.00034858, 0.00037501, 0.00037949, 0.00037821, 0.0003979, 0.00042245, 0.00039768, 0.00037035, 0.00037007, 0.00038998, 0.00037895, 0.00038586, 0.00041335, 0.0004119, 0.00040177, 0.00038018, 0.00040586, 0.00043596, 0.00046552, 0.00044334, 0.00045377, 0.00046858, 0.00043518, 0.00046004, 0.0004567, 0.00046643, 0.00048264, 0.00048995, 0.00045917, 0.00048267, 0.00049545, 0.00045259, 0.00048848, 0.00045697, 0.0004697, 0.00048285, 0.00046026, 0.00057226, 0.00049777, 0.00059385, 0.00055724, 0.00054369, 0.0005635, 0.00052254, 0.00054756, 0.00054714, 0.00055387, 0.00055565, 0.00049857, 0.00053018, 0.00056013, 0.00055047, 0.0005622, 0.00056307, 0.00056389, 0.00062894, 0.00055709, 0.00058865, 0.00054958, 0.00062769, 0.00056535, 0.00061909, 0.00060753, 0.0006108]
CE02SHSM-RID26-07-NUTNRB000 | N00211 | CE02SHSM-00001 | 1 | A00124 | 255 | CC_eswa | [-0.00039228, 0.01361095, 0.01225626, 0.021041, 0.02361263, 0.00873975, -0.01684289, 0.00796565, 0.01786458, 0.00807975, 0.0099724, 0.02716438, 0.04019435, 0.05979126, 0.07018514, 0.0658144, 0.06905386, 0.07158694, 0.07490811, 0.07189435, 0.0665069, 0.06456659, 0.05579582, 0.04816661, 0.04069262, 0.03443405, 0.02863726, 0.02363601, 0.01933934, 0.01573527, 0.01273939, 0.01025151, 0.00819216, 0.00652484, 0.00516709, 0.00407311, 0.0031922, 0.00248471, 0.00193438, 0.00148798, 0.00116783, 0.00089407, 0.00068717, 0.00054997, 0.00043443, 0.00033092, 0.00026323, 0.00020752, 0.00015864, 0.00012094, 0.00010928, 0.00008647, 0.00007034, 0.00006941, 0.00005002, 0.00003062, 0.00003289, 0.0000286, 0.00001241, 0.0000156, 0.00000964, 0.00001196, 0.00000567, 0.00000144, 0.00000669, 0.00000996, -0.00000032, 0.00000152, -0.00000846, -0.0000024, 0.00000819, -0.00000082, -0.00000315, 0.00000325, 0.00000445, -0.00001344, -0.00000902, -0.00000834, -0.00001985, -0.00000482, -0.00002221, -0.00000364, 0.00002284, 0.00001107, 0.00000372, 0.00000053, 0.00001713, 0.00001678, 0.00002046, 0.00000805, 0.00003065, 0.00002032, 0.00002383, 0.00002125, 0.00001197, 0.00003013, 0.00001718, 0.00002141, 0.00001735, 0.00003519, 0.00003089, 0.00002976, 0.00001507, 0.00002891, 0.00003091, 0.00004354, 0.00002964, 0.00005715, 0.00004024, 0.00004925, 0.00004673, 0.00003949, 0.00005826, 0.00005784, 0.0000703, 0.00004256, 0.00007196, 0.00007334, 0.0000745, 0.00006895, 0.00006984, 0.0000734, 0.00006417, 0.00004537, 0.00006075, 0.00006278, 0.00008258, 0.00010155, 0.00009093, 0.00009428, 0.00010363, 0.00010241, 0.00009222, 0.00010629, 0.00011308, 0.00011252, 0.00011346, 0.00010891, 0.00012002, 0.00011338, 0.00012311, 0.000105, 0.00012119, 0.00012433, 0.00012567, 0.00012519, 0.00014365, 0.00013586, 0.00013628, 0.00012021, 0.00014881, 0.00013977, 0.00015233, 0.00015282, 0.00013228, 0.00015246, 0.00017454, 0.0001741, 0.00017346, 0.00016501, 0.00018687, 0.00018415, 0.00020284, 0.00018986, 0.00018651, 0.00019743, 0.00019775, 0.00017551, 0.00021671, 0.00023937, 0.00024438, 0.00025612, 0.0002421, 0.00027115, 0.00024022, 0.00025567, 0.00024741, 0.00026813, 0.00026824, 0.000262, 0.00027452, 0.00024881, 0.00029501, 0.0002662, 0.0002605, 0.00025732, 0.00031724, 0.00028592, 0.00028409, 0.00025753, 0.0003549, 0.00029359, 0.00031677, 0.00030647, 0.00028205, 0.00031806, 0.00028496, 0.00026004, 0.00031912, 0.00033135, 0.00033502, 0.00032714, 0.00031914, 0.00032127, 0.00032619, 0.00034002, 0.00031352, 0.00036206, 0.00036872, 0.00034759, 0.0003242, 0.00035563, 0.00034095, 0.00032722, 0.00036325, 0.00037663, 0.00037624, 0.00036852, 0.00038972, 0.00033044, 0.00035915, 0.00038503, 0.00039172, 0.00040699, 0.00042538, 0.00051504, 0.00042766, 0.00044767, 0.00037316, 0.00033313, 0.00043606, 0.00035876, 0.00032379, 0.000366, 0.00042251, 0.0004085, 0.00039635, 0.00047363, 0.00048011, 0.00047765, 0.00049342, 0.00046558, 0.00051363, 0.00050451, 0.00045578, 0.00044247, 0.00049227, 0.00046877, 0.00051615, 0.00045825, 0.000527, 0.00055489, 0.00052323, 0.00051362, 0.00046522, 0.00046888]
CE02SHSM-RID26-07-NUTNRB000 | N00211 | CE02SHSM-00001 | 1 | A00124 | 255 | CC_di | [23.0, 29.0, 34.0, 51.0, 31.0, 34.0, 8.0, 49.0, 28.0, 38.0, 68.0, 227.0, 655.0, 1744.0, 3630.0, 6124.0, 8616.0, 10681.0, 12219.0, 13356.0, 14343.0, 15291.0, 16333.0, 17562.0, 19008.0, 20706.0, 22667.0, 24897.0, 27275.0, 29778.0, 32204.0, 34433.0, 36250.0, 37520.0, 38169.0, 38104.0, 37452.0, 36286.0, 34796.0, 33147.0, 31609.0, 30164.0, 28952.0, 28015.0, 27334.0, 26942.0, 26816.0, 26970.0, 27378.0, 28047.0, 28958.0, 30089.0, 31411.0, 32930.0, 34529.0, 36223.0, 37886.0, 39472.0, 40888.0, 42015.0, 42761.0, 43086.0, 42947.0, 42339.0, 41300.0, 39881.0, 38205.0, 36385.0, 34478.0, 32644.0, 30915.0, 29283.0, 27845.0, 26545.0, 25403.0, 24437.0, 23640.0, 22925.0, 22365.0, 21942.0, 21599.0, 21413.0, 21323.0, 21300.0, 21417.0, 21593.0, 21867.0, 22248.0, 22689.0, 23155.0, 23696.0, 24215.0, 24757.0, 25256.0, 25652.0, 25983.0, 26153.0, 26148.0, 25967.0, 25608.0, 25042.0, 24338.0, 23512.0, 22603.0, 21656.0, 20726.0, 19794.0, 18952.0, 18106.0, 17400.0, 16750.0, 16191.0, 15700.0, 15288.0, 14954.0, 14657.0, 14463.0, 14304.0, 14216.0, 14211.0, 14238.0, 14338.0, 14477.0, 14675.0, 14944.0, 15256.0, 15609.0, 16044.0, 16489.0, 16944.0, 17465.0, 17980.0, 18498.0, 19055.0, 19582.0, 20094.0, 20584.0, 21040.0, 21427.0, 21795.0, 22095.0, 22283.0, 22431.0, 22453.0, 22388.0, 22265.0, 22036.0, 21727.0, 21348.0, 20905.0, 20441.0, 19913.0, 19378.0, 18806.0, 18251.0, 17690.0, 17178.0, 16667.0, 16170.0, 15707.0, 15288.0, 14888.0, 14529.0, 14180.0, 13822.0, 13514.0, 13202.0, 12888.0, 12631.0, 12355.0, 12096.0, 11863.0, 11642.0, 11440.0, 11256.0, 11088.0, 10929.0, 10773.0, 10639.0, 10505.0, 10383.0, 10251.0, 10145.0, 10036.0, 9937.0, 9844.0, 9794.0, 9700.0, 9623.0, 9564.0, 9528.0, 9453.0, 9425.0, 9376.0, 9343.0, 9326.0, 9279.0, 9226.0, 9219.0, 9188.0, 9152.0, 9104.0, 9052.0, 9007.0, 8939.0, 8882.0, 8767.0, 8708.0, 8604.0, 8486.0, 8362.0, 8224.0, 8080.0, 7928.0, 7756.0, 7604.0, 7427.0, 7270.0, 7103.0, 6923.0, 6756.0, 6561.0, 6370.0, 6151.0, 5969.0, 5813.0, 5648.0, 5521.0, 5359.0, 5254.0, 5161.0, 5039.0, 4949.0, 4903.0, 4849.0, 4737.0, 4618.0, 4535.0, 4437.0, 4343.0, 4259.0, 4162.0, 4117.0, 4064.0, 4003.0, 3964.0, 3941.0, 3894.0, 3847.0, 3832.0, 3853.0, 3794.0, 3609.0, 3303.0, 2951.0, 2951.0]
CE02SHSM-RID26-08-SPKIRB000 | N00211 | CE02SHSM-00001 | 1 | A00663 | 248 | CC_immersion_factor | [1.368, 1.41, 1.365, 1.354, 1.372, 1.322, 1.347]
CE02SHSM-RID26-08-SPKIRB000 | N00211 | CE02SHSM-00001 | 1 | A00663 | 248 | CC_offset | [2147645298.4, 2146783774.4, 2147894156.5, 2147754578.1, 2147061422.5, 2147214018.6, 2147876532.3]
CE02SHSM-RID26-08-SPKIRB000 | N00211 | CE02SHSM-00001 | 1 | A00663 | 248 | CC_scale | [0.000000204109762507, 0.000000204537589177, 0.000000194952889984, 0.000000206237718003, 0.000000214368902686, 0.000000216475286174, 0.000000206444419334]
CE02SHSM-SBD11-02-HYDGN0000 | N00211 | CE02SHSM-00001 | 1 | OL000299 | CE02SHSM-00001-HYDGN11 |  |  | The serial number used here is bogus, pending identification of the real serial number.
CE02SHSM-SBD12-03-HYDGN0000 | N00211 | CE02SHSM-00001 | 1 | OL000300 | CE02SHSM-00001-HYDGN12 |  |  | The serial number used here is bogus, pending identification of the real serial number.
CE02SHSM-SBC11-00-CPMENG000 | N00211 | CE02SHSM-00001 | 1 | OL000301 | CE02SHSM-00001-CPM11 |  |  | The serial number used here is bogus, pending identification of the real serial number.
CE02SHSM-RIC21-00-CPMENG000 | N00211 | CE02SHSM-00001 | 1 | OL000302 | CE02SHSM-00001-CPM21 |  |  | The serial number used here is bogus, pending identification of the real serial number.
CE02SHSM-SBD11-00-DCLENG000 | N00211 | CE02SHSM-00001 | 1 | OL000303 | CE02SHSM-00001-DCL11 |  |  | The serial number used here is bogus, pending identification of the real serial number.
CE02SHSM-SBD12-00-DCLENG000 | N00211 | CE02SHSM-00001 | 1 | OL000304 | CE02SHSM-00001-DCL12 |  |  | The serial number used here is bogus, pending identification of the real serial number.
CE02SHSM-RID26-00-DCLENG000 | N00211 | CE02SHSM-00001 | 1 | OL000305 | CE02SHSM-00001-DCL26 |  |  | The serial number used here is bogus, pending identification of the real serial number.
CE02SHSM-RID27-00-DCLENG000 | N00211 | CE02SHSM-00001 | 1 | OL000306 | CE02SHSM-00001-DCL27 |  |  | The serial number used here is bogus, pending identification of the real serial number.

## ACS174_CC_taarray
-0.1026 | -0.10372 | -0.0998 | -0.094504 | -0.088799 | -0.085304 | -0.080488 | -0.07643 | -0.070928 | -0.066982 | -0.062202 | -0.056522 | -0.052724 | -0.047637 | -0.044362 | -0.039471 | -0.036246 | -0.03076 | -0.026678 | -0.022299 | -0.018614 | -0.013288 | -0.011397 | -0.006461 | -0.003419 | 0 | 0.003579 | 0.008797 | 0.014739 | 0.020656 | 0.024642 | 0.030517 | 0.036921 | 0.041096 | 0.046098 | 0.050431 | 0.05379 | 0.058211 | 0.063241 | 0.063513
-0.11853 | -0.11553 | -0.10493 | -0.097467 | -0.090531 | -0.085906 | -0.080381 | -0.075692 | -0.070461 | -0.065227 | -0.060204 | -0.054836 | -0.05097 | -0.046302 | -0.042511 | -0.037774 | -0.035124 | -0.029216 | -0.025219 | -0.020939 | -0.017095 | -0.012584 | -0.009981 | -0.006996 | -0.004118 | 0 | 0.003011 | 0.007323 | 0.012059 | 0.017679 | 0.021713 | 0.026476 | 0.031938 | 0.035641 | 0.039271 | 0.042889 | 0.045546 | 0.049711 | 0.052886 | 0.053073
-0.10345 | -0.099984 | -0.088758 | -0.081603 | -0.075109 | -0.070678 | -0.066447 | -0.061861 | -0.057355 | -0.053007 | -0.048759 | -0.043666 | -0.040965 | -0.036353 | -0.03369 | -0.029833 | -0.027295 | -0.022508 | -0.019726 | -0.016044 | -0.013364 | -0.009837 | -0.007969 | -0.004822 | -0.002844 | 0 | 0.002501 | 0.006101 | 0.010428 | 0.01444 | 0.017811 | 0.021811 | 0.02608 | 0.028973 | 0.031832 | 0.034248 | 0.036327 | 0.039073 | 0.041871 | 0.041308
-0.087582 | -0.08349 | -0.072573 | -0.065948 | -0.059876 | -0.056148 | -0.05223 | -0.048357 | -0.04467 | -0.041343 | -0.037322 | -0.03332 | -0.031478 | -0.027753 | -0.025704 | -0.022141 | -0.020543 | -0.017486 | -0.014925 | -0.012299 | -0.00949 | -0.00693 | -0.005931 | -0.003555 | -0.002333 | 0 | 0.001669 | 0.004832 | 0.008258 | 0.011645 | 0.013511 | 0.016959 | 0.019798 | 0.021974 | 0.024085 | 0.025859 | 0.027142 | 0.02925 | 0.031377 | 0.030636
-0.0741 | -0.070228 | -0.059322 | -0.053261 | -0.047585 | -0.044628 | -0.040926 | -0.03769 | -0.034421 | -0.031533 | -0.028711 | -0.02534 | -0.023679 | -0.020695 | -0.019427 | -0.016956 | -0.015275 | -0.012438 | -0.010803 | -0.008862 | -0.007413 | -0.00519 | -0.004151 | -0.002515 | -0.001548 | 0 | 0.001007 | 0.003021 | 0.005898 | 0.008219 | 0.009915 | 0.012596 | 0.0146 | 0.016004 | 0.017839 | 0.018623 | 0.019702 | 0.021207 | 0.022664 | 0.022132
-0.064184 | -0.060402 | -0.050459 | -0.04464 | -0.039862 | -0.036757 | -0.033538 | -0.030919 | -0.027996 | -0.025616 | -0.022988 | -0.019909 | -0.018575 | -0.015993 | -0.014982 | -0.012714 | -0.01178 | -0.009209 | -0.008225 | -0.006886 | -0.005308 | -0.003689 | -0.003504 | -0.00249 | -0.001446 | 0 | 0.000339 | 0.00222 | 0.004042 | 0.006275 | 0.007055 | 0.009085 | 0.011061 | 0.01191 | 0.013034 | 0.013711 | 0.014415 | 0.015134 | 0.016229 | 0.015798
-0.053749 | -0.050571 | -0.041782 | -0.036717 | -0.032126 | -0.029623 | -0.026784 | -0.024629 | -0.021954 | -0.019611 | -0.017737 | -0.01498 | -0.01386 | -0.011988 | -0.011115 | -0.009059 | -0.008344 | -0.006444 | -0.005301 | -0.004086 | -0.003328 | -0.002545 | -0.002281 | -0.001689 | -0.000789 | 0 | 0.000468 | 0.001587 | 0.003504 | 0.004947 | 0.005626 | 0.007327 | 0.008865 | 0.009328 | 0.010023 | 0.010606 | 0.010842 | 0.011482 | 0.012419 | 0.011793
-0.046991 | -0.043859 | -0.035845 | -0.031099 | -0.027458 | -0.024869 | -0.022358 | -0.02029 | -0.017935 | -0.01607 | -0.014195 | -0.011914 | -0.011088 | -0.009018 | -0.008634 | -0.006785 | -0.00643 | -0.004781 | -0.003974 | -0.003265 | -0.002647 | -0.001718 | -0.001787 | -0.000919 | -0.000542 | 0 | 0.000278 | 0.001066 | 0.002316 | 0.003443 | 0.003959 | 0.005371 | 0.006319 | 0.006592 | 0.007072 | 0.007455 | 0.007816 | 0.008229 | 0.00901 | 0.008194
-0.041776 | -0.038767 | -0.031014 | -0.026635 | -0.023193 | -0.020992 | -0.018648 | -0.017166 | -0.015062 | -0.013426 | -0.011596 | -0.009552 | -0.008801 | -0.007311 | -0.006866 | -0.005084 | -0.004874 | -0.003339 | -0.002837 | -0.002319 | -0.001717 | -0.000833 | -0.001 | -0.000693 | -0.000431 | 0 | -3.3e-05 | 0.000667 | 0.001696 | 0.002608 | 0.002983 | 0.00412 | 0.004638 | 0.00511 | 0.00534 | 0.005617 | 0.005937 | 0.006237 | 0.006699 | 0.006151
-0.037166 | -0.034431 | -0.027276 | -0.023072 | -0.019884 | -0.017978 | -0.015802 | -0.014528 | -0.012441 | -0.011182 | -0.009509 | -0.007705 | -0.007114 | -0.005603 | -0.00537 | -0.004088 | -0.003707 | -0.00239 | -0.002138 | -0.001561 | -0.001083 | -0.000825 | -0.000967 | -0.000515 | -0.000441 | 0 | -0.000264 | 0.000205 | 0.001314 | 0.002092 | 0.002159 | 0.002966 | 0.003851 | 0.003914 | 0.004058 | 0.00426 | 0.004259 | 0.004629 | 0.00489 | 0.004446
-0.034891 | -0.031968 | -0.024838 | -0.020814 | -0.017695 | -0.015954 | -0.013959 | -0.012566 | -0.010921 | -0.009636 | -0.008139 | -0.006413 | -0.005889 | -0.004612 | -0.004095 | -0.003059 | -0.002812 | -0.001693 | -0.001317 | -0.001039 | -0.000711 | -0.000483 | -0.000727 | -0.000414 | -0.000346 | 0 | -0.000178 | 0.000347 | 0.000766 | 0.001631 | 0.00196 | 0.002607 | 0.003111 | 0.003193 | 0.00319 | 0.00321 | 0.003368 | 0.003606 | 0.003892 | 0.003527
-0.030746 | -0.027889 | -0.021056 | -0.017402 | -0.01457 | -0.01274 | -0.011144 | -0.010069 | -0.008168 | -0.007189 | -0.005954 | -0.004493 | -0.004082 | -0.002862 | -0.0027 | -0.001617 | -0.001601 | -0.000672 | -0.000398 | 4.3e-05 | 0.000152 | 0.000119 | -0.000319 | 7.5e-05 | -8.9e-05 | 0 | -0.000217 | 0.000156 | 0.000691 | 0.001435 | 0.001588 | 0.002074 | 0.002391 | 0.002455 | 0.002364 | 0.002524 | 0.002384 | 0.002585 | 0.002733 | 0.002202
-0.027949 | -0.025203 | -0.018584 | -0.01514 | -0.012422 | -0.010767 | -0.009328 | -0.008183 | -0.006737 | -0.005855 | -0.004645 | -0.003311 | -0.002793 | -0.00201 | -0.001756 | -0.00084 | -0.000812 | 3.5e-05 | 4.4e-05 | 0.000218 | 0.000369 | 0.000499 | 0.000158 | 0.000136 | -6.1e-05 | 0 | -0.000196 | -8.4e-05 | 0.000331 | 0.001034 | 0.00116 | 0.001626 | 0.002077 | 0.001911 | 0.001906 | 0.001788 | 0.00167 | 0.001622 | 0.001788 | 0.001289
-0.025369 | -0.022657 | -0.016404 | -0.013121 | -0.010535 | -0.00904 | -0.007761 | -0.006897 | -0.00539 | -0.00437 | -0.003459 | -0.00221 | -0.001892 | -0.000942 | -0.001024 | -0.000109 | -2.5e-05 | 0.00064 | 0.00049 | 0.00052 | 0.000523 | 0.000631 | 0.000149 | 0.000229 | -4.8e-05 | 0 | -0.000351 | -0.00025 | 0.000308 | 0.000693 | 0.001059 | 0.001515 | 0.001643 | 0.001482 | 0.001464 | 0.001173 | 0.001123 | 0.001173 | 0.001244 | 0.000696
-0.022934 | -0.020332 | -0.014337 | -0.011202 | -0.008855 | -0.007527 | -0.006344 | -0.005416 | -0.004201 | -0.00343 | -0.00238 | -0.001282 | -0.001147 | -0.000362 | -0.000361 | 0.000366 | 0.000426 | 0.000943 | 0.000737 | 0.000759 | 0.000677 | 0.00062 | 0.000366 | 0.000162 | 0.000158 | 0 | -0.000369 | -0.000209 | 0.000249 | 0.000833 | 0.001016 | 0.001535 | 0.001736 | 0.001515 | 0.001293 | 0.001087 | 0.000821 | 0.000914 | 0.000871 | 0.000508
-0.020615 | -0.018045 | -0.012253 | -0.00934 | -0.007181 | -0.005953 | -0.004797 | -0.004008 | -0.002949 | -0.002222 | -0.001383 | -0.000265 | -9e-05 | 0.000552 | 0.000527 | 0.001034 | 0.001007 | 0.001414 | 0.00146 | 0.001211 | 0.001169 | 0.000896 | 0.000383 | 0.000262 | 0.0001 | 0 | -0.000437 | -0.000349 | 7.7e-05 | 0.00077 | 0.000966 | 0.001374 | 0.001403 | 0.00118 | 0.000887 | 0.000628 | 0.000454 | 0.000395 | 0.000424 | -5.6e-05
-0.018721 | -0.01628 | -0.010681 | -0.007931 | -0.005823 | -0.004677 | -0.003751 | -0.002968 | -0.001917 | -0.001358 | -0.000531 | 0.000351 | 0.000535 | 0.001078 | 0.00108 | 0.001618 | 0.001504 | 0.00186 | 0.00159 | 0.001513 | 0.001292 | 0.0011 | 0.00055 | 0.000547 | 0.000271 | 0 | -0.000421 | -0.000295 | 9.5e-05 | 0.000716 | 0.00089 | 0.001346 | 0.001315 | 0.001121 | 0.000765 | 0.000569 | 0.000138 | 0.000121 | 3.7e-05 | -0.000359
-0.016069 | -0.013728 | -0.008598 | -0.006093 | -0.004163 | -0.003143 | -0.002347 | -0.001652 | -0.0007 | -0.000263 | 0.000485 | 0.001225 | 0.001317 | 0.001815 | 0.001747 | 0.002234 | 0.001955 | 0.002244 | 0.001976 | 0.00175 | 0.001471 | 0.001145 | 0.000657 | 0.000424 | 0.000249 | 0 | -0.000388 | -0.000291 | 9.5e-05 | 0.000792 | 0.001095 | 0.001446 | 0.001425 | 0.00115 | 0.00084 | 0.000455 | 9.4e-05 | -1.9e-05 | -7.7e-05 | -0.000519
-0.014291 | -0.012042 | -0.007121 | -0.004708 | -0.002979 | -0.002022 | -0.001251 | -0.000686 | 0.00015 | 0.000565 | 0.001264 | 0.001927 | 0.00205 | 0.002389 | 0.002258 | 0.002647 | 0.00244 | 0.002627 | 0.002338 | 0.002009 | 0.001687 | 0.001327 | 0.000712 | 0.000652 | 0.000364 | 0 | -0.000431 | -0.000358 | 5.6e-05 | 0.000587 | 0.00095 | 0.001196 | 0.001237 | 0.000703 | 0.000363 | 0.000101 | -0.000281 | -0.000476 | -0.000568 | -0.001016
-0.01255 | -0.010414 | -0.005833 | -0.003601 | -0.001953 | -0.001085 | -0.000415 | 9.6e-05 | 0.000836 | 0.001225 | 0.001681 | 0.002422 | 0.002481 | 0.002735 | 0.002638 | 0.002918 | 0.002719 | 0.0028 | 0.002342 | 0.002071 | 0.001677 | 0.00133 | 0.000789 | 0.000668 | 0.000268 | 0 | -0.000517 | -0.000458 | 1.1e-05 | 0.000576 | 0.000768 | 0.001162 | 0.001106 | 0.000662 | 0.000218 | -0.000202 | -0.000525 | -0.000742 | -0.000835 | -0.001284
-0.011293 | -0.009259 | -0.004843 | -0.002672 | -0.001167 | -0.000367 | 0.000282 | 0.000759 | 0.001452 | 0.001887 | 0.002323 | 0.002869 | 0.002978 | 0.003146 | 0.002975 | 0.003281 | 0.003084 | 0.003071 | 0.002655 | 0.002307 | 0.00186 | 0.001521 | 0.000878 | 0.000621 | 0.000218 | 0 | -0.000441 | -0.00051 | -3.3e-05 | 0.000473 | 0.000735 | 0.001029 | 0.000908 | 0.000445 | -8.2e-05 | -0.000504 | -0.001017 | -0.001182 | -0.001341 | -0.0017
-0.010351 | -0.008313 | -0.004055 | -0.002019 | -0.000528 | 0.00028 | 0.000893 | 0.001324 | 0.001941 | 0.002236 | 0.002693 | 0.003251 | 0.003224 | 0.003367 | 0.003248 | 0.003533 | 0.003176 | 0.003205 | 0.0028 | 0.002342 | 0.001853 | 0.001532 | 0.000991 | 0.000745 | 0.000347 | 0 | -0.000412 | -0.000502 | -3.3e-05 | 0.000452 | 0.000845 | 0.001039 | 0.000911 | 0.000425 | -0.000136 | -0.00065 | -0.001029 | -0.001301 | -0.001488 | -0.001859
-0.009168 | -0.007179 | -0.003069 | -0.001077 | 0.000373 | 0.001066 | 0.001591 | 0.001933 | 0.002571 | 0.002788 | 0.003194 | 0.003688 | 0.003634 | 0.003869 | 0.003593 | 0.003787 | 0.003476 | 0.003466 | 0.002947 | 0.002569 | 0.00206 | 0.001623 | 0.001018 | 0.000744 | 0.000418 | 0 | -0.000453 | -0.000479 | -0.000105 | 0.000419 | 0.000696 | 0.000941 | 0.000752 | 0.000167 | -0.000472 | -0.0009 | -0.001327 | -0.001595 | -0.001822 | -0.0022
-0.008481 | -0.006546 | -0.002558 | -0.000665 | 0.000738 | 0.001426 | 0.001899 | 0.002259 | 0.00278 | 0.003066 | 0.003495 | 0.003814 | 0.003881 | 0.003885 | 0.00375 | 0.003818 | 0.003661 | 0.003567 | 0.003069 | 0.002598 | 0.002115 | 0.00171 | 0.001096 | 0.00083 | 0.00037 | 0 | -0.000443 | -0.00045 | -0.000114 | 0.000463 | 0.000702 | 0.000878 | 0.000698 | 0.000101 | -0.000529 | -0.001019 | -0.001517 | -0.001791 | -0.002004 | -0.002411
-0.007137 | -0.005305 | -0.001532 | 0.000277 | 0.00159 | 0.002165 | 0.0026 | 0.002983 | 0.003399 | 0.00362 | 0.003919 | 0.00431 | 0.004229 | 0.004305 | 0.004054 | 0.004152 | 0.003867 | 0.003692 | 0.003178 | 0.002703 | 0.002163 | 0.001683 | 0.00109 | 0.000774 | 0.000424 | 0 | -0.000485 | -0.000545 | -0.000287 | 0.000295 | 0.000511 | 0.000583 | 0.000408 | -0.000222 | -0.000814 | -0.001463 | -0.001917 | -0.00214 | -0.002462 | -0.002829
-0.006786 | -0.004935 | -0.001177 | 0.000589 | 0.001845 | 0.00247 | 0.002813 | 0.003114 | 0.003595 | 0.003833 | 0.004137 | 0.004462 | 0.004407 | 0.004419 | 0.004244 | 0.004266 | 0.003977 | 0.003833 | 0.003252 | 0.002818 | 0.002234 | 0.001788 | 0.001159 | 0.000823 | 0.000461 | 0 | -0.000346 | -0.000472 | -0.000117 | 0.000369 | 0.000614 | 0.0007 | 0.000323 | -0.00023 | -0.000867 | -0.001431 | -0.002011 | -0.00232 | -0.002539 | -0.002946
-0.005779 | -0.004007 | -0.000405 | 0.001278 | 0.002494 | 0.003031 | 0.003425 | 0.003738 | 0.004102 | 0.004267 | 0.004524 | 0.0048 | 0.004662 | 0.004638 | 0.004468 | 0.004415 | 0.00415 | 0.003997 | 0.00344 | 0.00289 | 0.002325 | 0.001792 | 0.001193 | 0.000901 | 0.000465 | 0 | -0.000452 | -0.000537 | -0.000278 | 0.000137 | 0.000471 | 0.000499 | 0.000128 | -0.000553 | -0.001205 | -0.001822 | -0.002371 | -0.002634 | -0.002951 | -0.003354
-0.005107 | -0.003387 | 7e-05 | 0.001683 | 0.002887 | 0.003443 | 0.003732 | 0.004007 | 0.004368 | 0.004566 | 0.004692 | 0.004982 | 0.004905 | 0.00484 | 0.004649 | 0.004566 | 0.004298 | 0.004073 | 0.003488 | 0.002942 | 0.002354 | 0.001814 | 0.001188 | 0.000869 | 0.000437 | 0 | -0.000454 | -0.000601 | -0.000278 | 0.00012 | 0.000315 | 0.000395 | -2.8e-05 | -0.000665 | -0.001385 | -0.002038 | -0.002614 | -0.002995 | -0.003271 | -0.003625
-0.004688 | -0.002999 | 0.000467 | 0.002054 | 0.003237 | 0.003738 | 0.004029 | 0.004298 | 0.004628 | 0.004756 | 0.00494 | 0.005194 | 0.005073 | 0.005001 | 0.004739 | 0.004701 | 0.004439 | 0.004195 | 0.003566 | 0.003058 | 0.002443 | 0.001879 | 0.001243 | 0.000869 | 0.000397 | 0 | -0.000498 | -0.000689 | -0.000391 | -4.3e-05 | 0.000206 | 0.000294 | -0.000195 | -0.000924 | -0.001644 | -0.002282 | -0.002856 | -0.003219 | -0.003556 | -0.003954
-0.004164 | -0.002559 | 0.000764 | 0.002241 | 0.003376 | 0.003879 | 0.004134 | 0.004427 | 0.004713 | 0.004884 | 0.005027 | 0.005262 | 0.005185 | 0.005045 | 0.004816 | 0.004781 | 0.004434 | 0.004193 | 0.00361 | 0.003097 | 0.002433 | 0.001926 | 0.001328 | 0.000903 | 0.000494 | 0 | -0.000436 | -0.00061 | -0.000331 | 5e-05 | 0.00028 | 0.00023 | -0.000228 | -0.000987 | -0.001724 | -0.002373 | -0.002997 | -0.00339 | -0.003653 | -0.004068
-0.00358 | -0.001926 | 0.001348 | 0.00281 | 0.003882 | 0.004364 | 0.004573 | 0.004868 | 0.005075 | 0.005236 | 0.00534 | 0.005519 | 0.005404 | 0.005279 | 0.005037 | 0.004883 | 0.004588 | 0.004332 | 0.003686 | 0.003153 | 0.00251 | 0.001929 | 0.001343 | 0.000882 | 0.000422 | 0 | -0.000507 | -0.000656 | -0.000455 | -9.1e-05 | 5.4e-05 | 1e-06 | -0.000473 | -0.001272 | -0.002029 | -0.002735 | -0.003347 | -0.003726 | -0.004065 | -0.004435
-0.00321 | -0.001633 | 0.001545 | 0.002965 | 0.003997 | 0.004426 | 0.004687 | 0.004876 | 0.005147 | 0.00524 | 0.005368 | 0.005568 | 0.005413 | 0.005304 | 0.005003 | 0.004878 | 0.004658 | 0.004306 | 0.003712 | 0.003192 | 0.002523 | 0.001951 | 0.001342 | 0.000944 | 0.000443 | 0 | -0.000456 | -0.000665 | -0.000405 | -0.000125 | 3.1e-05 | 0 | -0.000552 | -0.001362 | -0.002186 | -0.00282 | -0.003497 | -0.003838 | -0.004232 | -0.004567
-0.002951 | -0.001421 | 0.00168 | 0.003078 | 0.004094 | 0.004529 | 0.004778 | 0.00493 | 0.005183 | 0.005254 | 0.005416 | 0.005542 | 0.005374 | 0.00525 | 0.005001 | 0.004874 | 0.004563 | 0.004306 | 0.003678 | 0.003107 | 0.002465 | 0.00195 | 0.001331 | 0.000906 | 0.000497 | 0 | -0.000497 | -0.000691 | -0.000526 | -0.000211 | -9.5e-05 | -0.00024 | -0.000751 | -0.001558 | -0.002412 | -0.003126 | -0.003786 | -0.004158 | -0.004499 | -0.004894
-0.002535 | -0.001044 | 0.001947 | 0.003322 | 0.00429 | 0.004755 | 0.004968 | 0.005151 | 0.005331 | 0.005452 | 0.005524 | 0.005597 | 0.005466 | 0.005365 | 0.00505 | 0.00488 | 0.004616 | 0.004268 | 0.003729 | 0.00313 | 0.002498 | 0.001916 | 0.001305 | 0.000922 | 0.00044 | 0 | -0.000491 | -0.000709 | -0.000557 | -0.000238 | -0.000157 | -0.000313 | -0.00086 | -0.001705 | -0.002576 | -0.003274 | -0.003909 | -0.004313 | -0.004682 | -0.005083
-0.002071 | -0.000688 | 0.002209 | 0.003485 | 0.004433 | 0.004789 | 0.005019 | 0.00514 | 0.005352 | 0.005414 | 0.005523 | 0.005637 | 0.005475 | 0.005303 | 0.004987 | 0.00486 | 0.004569 | 0.004264 | 0.003694 | 0.003108 | 0.002497 | 0.001935 | 0.00137 | 0.000899 | 0.000407 | 0 | -0.000472 | -0.000714 | -0.000594 | -0.000368 | -0.000321 | -0.000506 | -0.001122 | -0.001988 | -0.002802 | -0.003506 | -0.004146 | -0.00459 | -0.004965 | -0.005349
-0.002229 | -0.00079 | 0.002053 | 0.003343 | 0.004322 | 0.00471 | 0.004931 | 0.005099 | 0.005253 | 0.005358 | 0.005442 | 0.005535 | 0.005391 | 0.005223 | 0.004923 | 0.004789 | 0.004493 | 0.004218 | 0.003682 | 0.003094 | 0.002501 | 0.001901 | 0.001359 | 0.000909 | 0.000458 | 0 | -0.000486 | -0.000683 | -0.000601 | -0.00041 | -0.000377 | -0.000623 | -0.001245 | -0.002118 | -0.002941 | -0.003675 | -0.004337 | -0.004752 | -0.005148 | -0.005519
-0.002 | -0.000622 | 0.002147 | 0.003406 | 0.004329 | 0.004706 | 0.004934 | 0.005091 | 0.005262 | 0.00532 | 0.005435 | 0.005501 | 0.005313 | 0.005186 | 0.004892 | 0.004721 | 0.004492 | 0.004214 | 0.003615 | 0.003123 | 0.002562 | 0.001983 | 0.001396 | 0.000989 | 0.000465 | 0 | -0.000451 | -0.000697 | -0.000629 | -0.000512 | -0.000483 | -0.000786 | -0.001417 | -0.002265 | -0.003164 | -0.003812 | -0.004488 | -0.004914 | -0.005342 | -0.0057
-0.002215 | -0.000861 | 0.001897 | 0.003154 | 0.004101 | 0.004526 | 0.004742 | 0.004945 | 0.005095 | 0.00519 | 0.005294 | 0.005412 | 0.005198 | 0.005076 | 0.004781 | 0.004639 | 0.004358 | 0.004088 | 0.00359 | 0.003056 | 0.00248 | 0.00192 | 0.001382 | 0.000912 | 0.00042 | 0 | -0.000499 | -0.000766 | -0.000762 | -0.000601 | -0.000649 | -0.000926 | -0.001585 | -0.002489 | -0.003317 | -0.004021 | -0.004638 | -0.005138 | -0.005522 | -0.005867
-0.002501 | -0.001168 | 0.001536 | 0.002812 | 0.003765 | 0.004196 | 0.004433 | 0.004627 | 0.00482 | 0.004903 | 0.005016 | 0.005128 | 0.00495 | 0.004859 | 0.004581 | 0.004455 | 0.004231 | 0.003917 | 0.00346 | 0.002961 | 0.002426 | 0.00187 | 0.001364 | 0.000942 | 0.000442 | 0 | -0.000459 | -0.000732 | -0.000711 | -0.0006 | -0.00068 | -0.001002 | -0.001659 | -0.002513 | -0.003337 | -0.004058 | -0.004671 | -0.005122 | -0.005524 | -0.005872
-0.002344 | -0.001069 | 0.001565 | 0.002806 | 0.003742 | 0.004145 | 0.004394 | 0.004614 | 0.004769 | 0.00487 | 0.004937 | 0.005088 | 0.004891 | 0.004779 | 0.004547 | 0.004337 | 0.004127 | 0.003856 | 0.003407 | 0.002924 | 0.002372 | 0.001846 | 0.001343 | 0.00092 | 0.000457 | 0 | -0.000418 | -0.000693 | -0.000713 | -0.000628 | -0.000736 | -0.001045 | -0.001734 | -0.002555 | -0.003339 | -0.004065 | -0.004675 | -0.005057 | -0.005484 | -0.005831
-0.002337 | -0.001107 | 0.001475 | 0.002723 | 0.003618 | 0.004028 | 0.00429 | 0.004474 | 0.004643 | 0.00475 | 0.004847 | 0.004968 | 0.004766 | 0.004669 | 0.004396 | 0.004314 | 0.004096 | 0.003809 | 0.003377 | 0.00288 | 0.002374 | 0.001846 | 0.001334 | 0.00094 | 0.000485 | 0 | -0.000431 | -0.000666 | -0.000722 | -0.0007 | -0.000833 | -0.001167 | -0.001826 | -0.002664 | -0.003411 | -0.00408 | -0.004681 | -0.005127 | -0.005524 | -0.005864
-0.003144 | -0.001738 | 0.001213 | 0.002586 | 0.003572 | 0.004034 | 0.004306 | 0.004524 | 0.004801 | 0.004894 | 0.005048 | 0.005223 | 0.005106 | 0.00507 | 0.004843 | 0.004732 | 0.004515 | 0.004262 | 0.00375 | 0.003226 | 0.002704 | 0.002107 | 0.001491 | 0.001099 | 0.000583 | 0 | -0.000587 | -0.00095 | -0.001136 | -0.001207 | -0.001383 | -0.001575 | -0.001961 | -0.002485 | -0.002998 | -0.003391 | -0.00381 | -0.00405 | -0.004368 | -0.004635
-0.003351 | -0.001956 | 0.000971 | 0.002388 | 0.00339 | 0.003871 | 0.004171 | 0.004406 | 0.004668 | 0.004783 | 0.004964 | 0.005134 | 0.005031 | 0.004988 | 0.004784 | 0.004687 | 0.004482 | 0.004229 | 0.003728 | 0.003233 | 0.002679 | 0.002138 | 0.001531 | 0.00105 | 0.000588 | 0 | -0.000611 | -0.000959 | -0.001076 | -0.001185 | -0.001324 | -0.00153 | -0.001948 | -0.002488 | -0.003043 | -0.003422 | -0.003859 | -0.004151 | -0.004449 | -0.004712
-0.002972 | -0.001582 | 0.001304 | 0.002683 | 0.003662 | 0.004123 | 0.004412 | 0.004568 | 0.004851 | 0.004946 | 0.005139 | 0.005264 | 0.005151 | 0.005056 | 0.004898 | 0.004777 | 0.004532 | 0.004264 | 0.003712 | 0.003234 | 0.002666 | 0.002104 | 0.00151 | 0.00102 | 0.000575 | 0 | -0.000618 | -0.000921 | -0.001037 | -0.001112 | -0.001197 | -0.001378 | -0.001793 | -0.002343 | -0.002871 | -0.003384 | -0.003763 | -0.004051 | -0.004335 | -0.004634
-0.002668 | -0.001281 | 0.001523 | 0.002874 | 0.003833 | 0.004274 | 0.004559 | 0.004714 | 0.004973 | 0.005082 | 0.005233 | 0.005363 | 0.005208 | 0.005177 | 0.00492 | 0.004846 | 0.004552 | 0.004291 | 0.003748 | 0.003259 | 0.002709 | 0.002153 | 0.001564 | 0.001012 | 0.000592 | 0 | -0.000585 | -0.000868 | -0.000982 | -0.001002 | -0.001072 | -0.001257 | -0.001715 | -0.002287 | -0.002857 | -0.00332 | -0.003738 | -0.004024 | -0.004341 | -0.004622
-0.002414 | -0.001073 | 0.00175 | 0.003086 | 0.004023 | 0.004474 | 0.004705 | 0.004921 | 0.005129 | 0.005213 | 0.005327 | 0.005473 | 0.005307 | 0.00521 | 0.004984 | 0.004862 | 0.004612 | 0.004298 | 0.003756 | 0.003247 | 0.002689 | 0.002107 | 0.001511 | 0.001066 | 0.00061 | 0 | -0.000542 | -0.000827 | -0.000911 | -0.000913 | -0.001 | -0.001198 | -0.001643 | -0.002186 | -0.002811 | -0.003276 | -0.003699 | -0.003995 | -0.00434 | -0.004607
-0.00222 | -0.00089 | 0.001814 | 0.003079 | 0.004008 | 0.004428 | 0.004607 | 0.004811 | 0.00501 | 0.005055 | 0.005228 | 0.005339 | 0.005207 | 0.00514 | 0.004925 | 0.004821 | 0.004589 | 0.004275 | 0.003726 | 0.003211 | 0.002673 | 0.002077 | 0.001477 | 0.001022 | 0.000592 | 0 | -0.000529 | -0.000757 | -0.000804 | -0.000805 | -0.000852 | -0.001048 | -0.001489 | -0.002063 | -0.002668 | -0.003173 | -0.003618 | -0.003913 | -0.004264 | -0.004534
-0.001967 | -0.000652 | 0.002019 | 0.003261 | 0.004174 | 0.00457 | 0.004759 | 0.004943 | 0.005138 | 0.005218 | 0.005297 | 0.005385 | 0.005229 | 0.005118 | 0.004862 | 0.004743 | 0.004455 | 0.004138 | 0.003574 | 0.003092 | 0.002542 | 0.001998 | 0.001392 | 0.000991 | 0.000525 | 0 | -0.00049 | -0.0007 | -0.000697 | -0.000709 | -0.00072 | -0.000886 | -0.001373 | -0.001952 | -0.002543 | -0.003066 | -0.003498 | -0.003819 | -0.00414 | -0.004448
-0.001698 | -0.000427 | 0.002197 | 0.00342 | 0.004315 | 0.004692 | 0.004874 | 0.005029 | 0.005213 | 0.005277 | 0.005383 | 0.005447 | 0.005296 | 0.005158 | 0.004894 | 0.004781 | 0.004536 | 0.004184 | 0.00363 | 0.003118 | 0.002577 | 0.001986 | 0.001414 | 0.001009 | 0.000515 | 0 | -0.00049 | -0.000689 | -0.000694 | -0.00067 | -0.000677 | -0.000846 | -0.001293 | -0.00186 | -0.002471 | -0.002979 | -0.003421 | -0.003725 | -0.004109 | -0.004377
-0.001628 | -0.000339 | 0.002234 | 0.003464 | 0.00435 | 0.004727 | 0.004878 | 0.005049 | 0.005221 | 0.005257 | 0.005354 | 0.005425 | 0.005241 | 0.00511 | 0.004902 | 0.004746 | 0.004458 | 0.004096 | 0.003546 | 0.00304 | 0.002532 | 0.001958 | 0.001433 | 0.000969 | 0.000507 | 0 | -0.000469 | -0.000653 | -0.000667 | -0.000609 | -0.000605 | -0.00082 | -0.001227 | -0.001832 | -0.002472 | -0.002986 | -0.00345 | -0.003785 | -0.00413 | -0.004387
-0.001503 | -0.000279 | 0.002203 | 0.003362 | 0.00423 | 0.004622 | 0.004801 | 0.004977 | 0.005129 | 0.00517 | 0.005293 | 0.005331 | 0.00517 | 0.005024 | 0.004782 | 0.00463 | 0.004354 | 0.004061 | 0.003496 | 0.003011 | 0.002466 | 0.001932 | 0.001361 | 0.000963 | 0.000487 | 0 | -0.000469 | -0.000609 | -0.000576 | -0.000498 | -0.000525 | -0.000687 | -0.001145 | -0.001721 | -0.002394 | -0.002907 | -0.003347 | -0.003691 | -0.004026 | -0.004303
-0.001392 | -0.000188 | 0.002226 | 0.003341 | 0.004186 | 0.00456 | 0.0047 | 0.004881 | 0.004997 | 0.005063 | 0.005184 | 0.005283 | 0.005079 | 0.004941 | 0.004674 | 0.004509 | 0.004296 | 0.003929 | 0.003392 | 0.002922 | 0.002454 | 0.001859 | 0.001349 | 0.00093 | 0.000461 | 0 | -0.000456 | -0.000565 | -0.000522 | -0.00043 | -0.000444 | -0.000604 | -0.001085 | -0.001674 | -0.002309 | -0.00283 | -0.003319 | -0.003627 | -0.003965 | -0.004245
-0.001367 | -0.000176 | 0.002259 | 0.003386 | 0.004187 | 0.004483 | 0.004616 | 0.004799 | 0.004923 | 0.00494 | 0.005063 | 0.005166 | 0.004992 | 0.004862 | 0.004605 | 0.004442 | 0.004186 | 0.003879 | 0.003318 | 0.002828 | 0.002324 | 0.001827 | 0.001303 | 0.000912 | 0.000458 | 0 | -0.000412 | -0.000535 | -0.000478 | -0.000404 | -0.000366 | -0.000548 | -0.000998 | -0.001609 | -0.002251 | -0.002742 | -0.003223 | -0.003575 | -0.003907 | -0.00418
-0.001366 | -0.000194 | 0.002209 | 0.003344 | 0.004164 | 0.004474 | 0.00455 | 0.004698 | 0.004839 | 0.004905 | 0.005 | 0.005084 | 0.004915 | 0.004721 | 0.004479 | 0.004327 | 0.004074 | 0.003768 | 0.003223 | 0.002766 | 0.002277 | 0.001766 | 0.001271 | 0.000895 | 0.000446 | 0 | -0.000416 | -0.000528 | -0.000466 | -0.000369 | -0.000339 | -0.000495 | -0.000954 | -0.001587 | -0.002183 | -0.002714 | -0.003156 | -0.003537 | -0.003882 | -0.004152
-0.001246 | -0.000108 | 0.002247 | 0.003391 | 0.004192 | 0.004531 | 0.004652 | 0.004779 | 0.004934 | 0.004984 | 0.005003 | 0.005068 | 0.004883 | 0.004762 | 0.00449 | 0.004324 | 0.004074 | 0.003742 | 0.003237 | 0.002798 | 0.002312 | 0.00181 | 0.001319 | 0.000912 | 0.000468 | 0 | -0.000356 | -0.000431 | -0.000381 | -0.000249 | -0.000238 | -0.000426 | -0.000879 | -0.001443 | -0.002092 | -0.002612 | -0.003089 | -0.00344 | -0.003798 | -0.004077
-0.001223 | -9e-05 | 0.00225 | 0.003373 | 0.004167 | 0.004471 | 0.004599 | 0.004732 | 0.00488 | 0.004893 | 0.004944 | 0.004993 | 0.00481 | 0.004684 | 0.004432 | 0.004245 | 0.00403 | 0.003708 | 0.003186 | 0.002713 | 0.002246 | 0.001758 | 0.001281 | 0.000891 | 0.000475 | 0 | -0.000372 | -0.000426 | -0.000328 | -0.000201 | -0.000184 | -0.000346 | -0.000823 | -0.001431 | -0.002097 | -0.002616 | -0.003097 | -0.003424 | -0.003773 | -0.004046
-0.001154 | -2.9e-05 | 0.002274 | 0.003321 | 0.004092 | 0.004411 | 0.004576 | 0.004721 | 0.004809 | 0.004808 | 0.00491 | 0.004952 | 0.004734 | 0.004616 | 0.004327 | 0.004175 | 0.003933 | 0.003875 | 0.003127 | 0.002699 | 0.0022 | 0.001708 | 0.001182 | 0.000857 | 0.00044 | 0 | -0.000372 | -0.000431 | -0.000316 | -0.000217 | -0.000165 | -0.000329 | -0.000818 | -0.001415 | -0.002079 | -0.002579 | -0.003077 | -0.003418 | -0.003753 | -0.004025
-0.001117 | -3.7e-05 | 0.00217 | 0.003264 | 0.004059 | 0.004384 | 0.004525 | 0.004682 | 0.004801 | 0.004787 | 0.004858 | 0.004902 | 0.004682 | 0.004542 | 0.004279 | 0.004139 | 0.003869 | 0.003894 | 0.00306 | 0.002629 | 0.002142 | 0.001704 | 0.001207 | 0.000811 | 0.000424 | 0 | -0.000326 | -0.000373 | -0.000246 | -0.000103 | -6.2e-05 | -0.000244 | -0.000697 | -0.001262 | -0.001924 | -0.002439 | -0.002927 | -0.003274 | -0.003626 | -0.003901
-0.00138 | -0.000276 | 0.001956 | 0.003018 | 0.003813 | 0.004127 | 0.004277 | 0.004414 | 0.004542 | 0.004583 | 0.004637 | 0.004701 | 0.004485 | 0.004397 | 0.004131 | 0.004012 | 0.003729 | 0.00353 | 0.003018 | 0.002604 | 0.002109 | 0.001662 | 0.00118 | 0.000851 | 0.000458 | 0 | -0.000345 | -0.000403 | -0.000315 | -0.000189 | -0.000152 | -0.000329 | -0.000813 | -0.001408 | -0.002079 | -0.002609 | -0.003099 | -0.003442 | -0.003804 | -0.004066
-0.00134 | -0.00023 | 0.002058 | 0.003125 | 0.003985 | 0.004311 | 0.004478 | 0.004637 | 0.00475 | 0.004749 | 0.004829 | 0.004869 | 0.004639 | 0.004502 | 0.004236 | 0.004099 | 0.003811 | 0.003558 | 0.003031 | 0.002624 | 0.002169 | 0.001696 | 0.001206 | 0.000816 | 0.000456 | 0 | -0.000339 | -0.000387 | -0.000278 | -0.000159 | -0.000175 | -0.000331 | -0.000796 | -0.001415 | -0.002082 | -0.002625 | -0.003106 | -0.003456 | -0.003821 | -0.004101
-0.001145 | -4.4e-05 | 0.002164 | 0.003226 | 0.004017 | 0.004305 | 0.004483 | 0.004629 | 0.004691 | 0.004738 | 0.004794 | 0.004835 | 0.00465 | 0.004464 | 0.004196 | 0.004058 | 0.003776 | 0.003486 | 0.003006 | 0.002568 | 0.00212 | 0.001669 | 0.001209 | 0.000839 | 0.000415 | 0 | -0.000354 | -0.00039 | -0.000279 | -0.000169 | -0.000166 | -0.000329 | -0.000811 | -0.001449 | -0.002107 | -0.00264 | -0.003135 | -0.003485 | -0.003849 | -0.004115
-0.001165 | -9.5e-05 | 0.00211 | 0.003156 | 0.00396 | 0.004256 | 0.004369 | 0.004553 | 0.004658 | 0.004696 | 0.004769 | 0.004774 | 0.00457 | 0.004448 | 0.004164 | 0.004014 | 0.003778 | 0.003481 | 0.003002 | 0.002585 | 0.002131 | 0.001645 | 0.001197 | 0.000824 | 0.00045 | 0 | -0.000344 | -0.000362 | -0.000282 | -0.000192 | -0.000214 | -0.00039 | -0.000884 | -0.001504 | -0.002181 | -0.00275 | -0.00325 | -0.003586 | -0.003922 | -0.004205
-0.001167 | -9.6e-05 | 0.002124 | 0.003185 | 0.003956 | 0.004284 | 0.004456 | 0.004567 | 0.004668 | 0.004678 | 0.00474 | 0.004782 | 0.004564 | 0.004406 | 0.004154 | 0.003976 | 0.003714 | 0.003423 | 0.002936 | 0.002524 | 0.002099 | 0.001603 | 0.001166 | 0.000793 | 0.000397 | 0 | -0.000368 | -0.000381 | -0.000267 | -0.000194 | -0.000239 | -0.000419 | -0.000874 | -0.001532 | -0.00219 | -0.002729 | -0.003231 | -0.003605 | -0.003982 | -0.004236
-0.001251 | -0.000198 | 0.001995 | 0.003077 | 0.003851 | 0.004154 | 0.004339 | 0.004479 | 0.004583 | 0.004627 | 0.004687 | 0.004706 | 0.00453 | 0.004401 | 0.004069 | 0.004004 | 0.003718 | 0.00343 | 0.002952 | 0.002567 | 0.002104 | 0.001658 | 0.001132 | 0.000835 | 0.000394 | 0 | -0.000352 | -0.000387 | -0.000306 | -0.000249 | -0.000288 | -0.000511 | -0.001031 | -0.001638 | -0.002335 | -0.002883 | -0.003383 | -0.00377 | -0.004119 | -0.004416
-0.000904 | 0.000126 | 0.002223 | 0.003251 | 0.004007 | 0.00428 | 0.004454 | 0.004546 | 0.004663 | 0.004646 | 0.00468 | 0.004751 | 0.004485 | 0.00437 | 0.004101 | 0.003897 | 0.003655 | 0.003378 | 0.002884 | 0.002489 | 0.002054 | 0.001604 | 0.001106 | 0.000771 | 0.000378 | 0 | -0.000374 | -0.000441 | -0.000378 | -0.000315 | -0.000384 | -0.000606 | -0.001148 | -0.001775 | -0.002491 | -0.003039 | -0.00354 | -0.003929 | -0.004286 | -0.004551
-0.001058 | -8e-06 | 0.002137 | 0.003192 | 0.003942 | 0.004264 | 0.004429 | 0.004521 | 0.004659 | 0.00466 | 0.004689 | 0.004743 | 0.004519 | 0.004363 | 0.004096 | 0.003929 | 0.003674 | 0.003389 | 0.002938 | 0.002484 | 0.00207 | 0.001619 | 0.001139 | 0.000755 | 0.000384 | 0 | -0.000349 | -0.000443 | -0.000398 | -0.000338 | -0.000459 | -0.000732 | -0.001207 | -0.001866 | -0.0026 | -0.003099 | -0.003616 | -0.004024 | -0.004351 | -0.004656
-0.001169 | -0.000123 | 0.001989 | 0.003033 | 0.003793 | 0.004083 | 0.004266 | 0.004376 | 0.004522 | 0.00452 | 0.004578 | 0.004592 | 0.004371 | 0.004249 | 0.003937 | 0.003843 | 0.003572 | 0.003324 | 0.002851 | 0.002473 | 0.002012 | 0.001604 | 0.001126 | 0.000783 | 0.000368 | 0 | -0.000369 | -0.00044 | -0.000429 | -0.000421 | -0.000551 | -0.000844 | -0.001356 | -0.001994 | -0.002651 | -0.003229 | -0.0037 | -0.004074 | -0.004443 | -0.004719
-0.000891 | 0.000117 | 0.002164 | 0.00318 | 0.003932 | 0.004221 | 0.004373 | 0.004465 | 0.004589 | 0.00459 | 0.00463 | 0.004642 | 0.004441 | 0.004316 | 0.003964 | 0.003863 | 0.003578 | 0.003344 | 0.002896 | 0.002482 | 0.002037 | 0.001596 | 0.001158 | 0.000791 | 0.000398 | 0 | -0.000382 | -0.000503 | -0.000531 | -0.000569 | -0.000726 | -0.001041 | -0.001557 | -0.002187 | -0.00285 | -0.003397 | -0.003956 | -0.004254 | -0.004581 | -0.004911
-0.00109 | -8.4e-05 | 0.001926 | 0.002951 | 0.003712 | 0.003981 | 0.004144 | 0.004224 | 0.004363 | 0.004359 | 0.00444 | 0.004481 | 0.004273 | 0.004162 | 0.003824 | 0.003738 | 0.003485 | 0.003249 | 0.002809 | 0.002436 | 0.002019 | 0.001567 | 0.001067 | 0.000764 | 0.000372 | 0 | -0.000363 | -0.000462 | -0.000574 | -0.000619 | -0.000839 | -0.001155 | -0.001667 | -0.002297 | -0.002919 | -0.003449 | -0.00399 | -0.004297 | -0.004641 | -0.004947
-0.001585 | -0.000538 | 0.001542 | 0.002588 | 0.003353 | 0.003649 | 0.003858 | 0.003974 | 0.004113 | 0.004153 | 0.004232 | 0.004303 | 0.004055 | 0.003961 | 0.003695 | 0.003614 | 0.003354 | 0.003123 | 0.002726 | 0.002385 | 0.001966 | 0.001513 | 0.001145 | 0.000774 | 0.000383 | 0 | -0.000355 | -0.000502 | -0.000594 | -0.000705 | -0.000965 | -0.001276 | -0.001807 | -0.002443 | -0.003077 | -0.003556 | -0.004068 | -0.004408 | -0.004724 | -0.005081
-0.001389 | -0.000404 | 0.00162 | 0.002615 | 0.003429 | 0.003681 | 0.003884 | 0.003942 | 0.004142 | 0.004106 | 0.004189 | 0.004284 | 0.004072 | 0.003958 | 0.003645 | 0.003547 | 0.003354 | 0.003112 | 0.002713 | 0.002384 | 0.001946 | 0.001516 | 0.001056 | 0.000739 | 0.000353 | 0 | -0.000422 | -0.000547 | -0.000708 | -0.000832 | -0.001126 | -0.001463 | -0.001972 | -0.002565 | -0.0032 | -0.003718 | -0.004188 | -0.004483 | -0.004804 | -0.005123
-0.001418 | -0.000434 | 0.001557 | 0.002515 | 0.003294 | 0.003545 | 0.003735 | 0.003844 | 0.004005 | 0.00402 | 0.004091 | 0.004129 | 0.003912 | 0.003824 | 0.003556 | 0.003428 | 0.003219 | 0.003039 | 0.002652 | 0.00232 | 0.001859 | 0.001457 | 0.001063 | 0.000702 | 0.000344 | 0 | -0.000411 | -0.000587 | -0.000761 | -0.000948 | -0.001276 | -0.001578 | -0.002111 | -0.002664 | -0.003242 | -0.003711 | -0.004223 | -0.004476 | -0.00479 | -0.00513
-0.001491 | -0.000549 | 0.001419 | 0.002411 | 0.003176 | 0.003455 | 0.003616 | 0.003724 | 0.003904 | 0.003893 | 0.003997 | 0.004071 | 0.003887 | 0.003773 | 0.003496 | 0.003421 | 0.003198 | 0.003007 | 0.002606 | 0.002291 | 0.001878 | 0.001521 | 0.001 | 0.000711 | 0.000356 | 0 | -0.000391 | -0.00061 | -0.000772 | -0.00103 | -0.001379 | -0.00168 | -0.002168 | -0.002663 | -0.003264 | -0.003685 | -0.004163 | -0.004455 | -0.004738 | -0.005052
-0.001976 | -0.000987 | 0.001 | 0.002023 | 0.002818 | 0.003098 | 0.003267 | 0.003401 | 0.0036 | 0.00363 | 0.003734 | 0.00378 | 0.003579 | 0.003591 | 0.003282 | 0.003237 | 0.003034 | 0.002837 | 0.002485 | 0.002166 | 0.001789 | 0.001417 | 0.000959 | 0.000664 | 0.000385 | 0 | -0.0004 | -0.000607 | -0.0008 | -0.001011 | -0.001347 | -0.001691 | -0.002088 | -0.002578 | -0.003121 | -0.003569 | -0.004019 | -0.004267 | -0.004537 | -0.004858
-0.002125 | -0.001199 | 0.000812 | 0.001841 | 0.002619 | 0.002893 | 0.003087 | 0.003213 | 0.003433 | 0.003464 | 0.003541 | 0.003649 | 0.003439 | 0.003445 | 0.003146 | 0.003105 | 0.002905 | 0.002755 | 0.002368 | 0.002099 | 0.001747 | 0.001417 | 0.000989 | 0.000685 | 0.000313 | 0 | -0.000377 | -0.000579 | -0.00074 | -0.000947 | -0.001335 | -0.001588 | -0.001986 | -0.002525 | -0.002955 | -0.003367 | -0.003798 | -0.004043 | -0.004313 | -0.004628
-0.002529 | -0.001546 | 0.000525 | 0.001621 | 0.002388 | 0.002697 | 0.002906 | 0.003062 | 0.003281 | 0.003264 | 0.003446 | 0.003573 | 0.003365 | 0.003315 | 0.003046 | 0.003004 | 0.002833 | 0.002709 | 0.002319 | 0.001978 | 0.001642 | 0.00135 | 0.000869 | 0.000623 | 0.000394 | 0 | -0.000372 | -0.000572 | -0.000768 | -0.000961 | -0.001308 | -0.001552 | -0.001956 | -0.002389 | -0.002856 | -0.003283 | -0.003642 | -0.003889 | -0.00411 | -0.004444
-0.002738 | -0.00178 | 0.000291 | 0.001381 | 0.002184 | 0.002529 | 0.002715 | 0.002816 | 0.003084 | 0.003139 | 0.003264 | 0.003404 | 0.00321 | 0.003198 | 0.00291 | 0.002935 | 0.002667 | 0.002581 | 0.002167 | 0.001935 | 0.001554 | 0.001285 | 0.000781 | 0.000607 | 0.000358 | 0 | -0.000351 | -0.000513 | -0.000675 | -0.000849 | -0.001216 | -0.001442 | -0.001747 | -0.002184 | -0.002643 | -0.003015 | -0.003481 | -0.003656 | -0.003896 | -0.004189
-0.003181 | -0.002087 | 3.9e-05 | 0.001137 | 0.001978 | 0.002272 | 0.00251 | 0.002596 | 0.002869 | 0.002947 | 0.003121 | 0.003213 | 0.003091 | 0.003022 | 0.002827 | 0.00283 | 0.002581 | 0.00253 | 0.002125 | 0.001867 | 0.001543 | 0.001179 | 0.000766 | 0.000492 | 0.000391 | 0 | -0.000343 | -0.000478 | -0.000616 | -0.000713 | -0.00099 | -0.00124 | -0.001488 | -0.001886 | -0.002353 | -0.002655 | -0.003078 | -0.003338 | -0.003486 | -0.003818
-0.00363 | -0.002581 | -0.000384 | 0.000791 | 0.001647 | 0.001949 | 0.002213 | 0.002343 | 0.002614 | 0.002703 | 0.002887 | 0.003015 | 0.002916 | 0.002793 | 0.002582 | 0.002659 | 0.002414 | 0.002316 | 0.002028 | 0.001835 | 0.001398 | 0.001244 | 0.000679 | 0.000527 | 0.000307 | 0 | -0.000346 | -0.00046 | -0.000529 | -0.00058 | -0.000856 | -0.001009 | -0.001228 | -0.001655 | -0.002089 | -0.002388 | -0.002815 | -0.003002 | -0.003197 | -0.003541
-0.003803 | -0.002756 | -0.0006 | 0.000538 | 0.001392 | 0.001674 | 0.001957 | 0.002029 | 0.002388 | 0.002458 | 0.002642 | 0.002769 | 0.002668 | 0.002592 | 0.002433 | 0.002415 | 0.002317 | 0.002205 | 0.001864 | 0.001661 | 0.001367 | 0.00114 | 0.000689 | 0.000381 | 0.000204 | 0 | -0.000332 | -0.000384 | -0.000437 | -0.000446 | -0.000695 | -0.000783 | -0.000996 | -0.001362 | -0.001738 | -0.002091 | -0.00249 | -0.002654 | -0.00285 | -0.003239

## ACS174_CC_tcarray
0.047555 | 0.049932 | 0.050939 | 0.050019 | 0.048219 | 0.045484 | 0.044977 | 0.041603 | 0.03992 | 0.037334 | 0.035399 | 0.031799 | 0.031063 | 0.02636 | 0.024523 | 0.022388 | 0.020097 | 0.017477 | 0.012996 | 0.012948 | 0.010611 | 0.006343 | 0.002859 | 0.003489 | 0.000245 | 0 | -0.001223 | -0.003194 | -0.005535 | -0.006828 | -0.008897 | -0.012218 | -0.014075 | -0.016263 | -0.017073 | -0.020731 | -0.023996 | -0.02589 | -0.027917 | -0.027609
0.06267 | 0.061734 | 0.059542 | 0.05557 | 0.052767 | 0.049266 | 0.045974 | 0.043661 | 0.041476 | 0.040169 | 0.036161 | 0.032696 | 0.030192 | 0.02689 | 0.024974 | 0.022423 | 0.019076 | 0.016786 | 0.013375 | 0.011098 | 0.007777 | 0.006363 | 0.002556 | 0.003006 | 0.000665 | 0 | -0.002568 | -0.004652 | -0.006501 | -0.007877 | -0.009958 | -0.012254 | -0.013732 | -0.015496 | -0.017508 | -0.019725 | -0.021041 | -0.023094 | -0.024309 | -0.025142
0.061674 | 0.059381 | 0.056128 | 0.052448 | 0.049902 | 0.046931 | 0.04473 | 0.042279 | 0.039632 | 0.036956 | 0.033324 | 0.030639 | 0.029979 | 0.025722 | 0.024118 | 0.020404 | 0.019546 | 0.016731 | 0.013667 | 0.011212 | 0.009149 | 0.006495 | 0.003849 | 0.002978 | 0.001047 | 0 | -0.00038 | -0.002546 | -0.004644 | -0.004996 | -0.007369 | -0.008753 | -0.010802 | -0.012308 | -0.012704 | -0.015823 | -0.017074 | -0.018808 | -0.019967 | -0.019826
0.055146 | 0.05493 | 0.05117 | 0.048002 | 0.04458 | 0.042839 | 0.040277 | 0.038218 | 0.036608 | 0.033918 | 0.031157 | 0.027993 | 0.026823 | 0.023333 | 0.021764 | 0.019233 | 0.016453 | 0.014476 | 0.011278 | 0.010518 | 0.007212 | 0.00541 | 0.002126 | 0.00167 | 0.000442 | 0 | -0.001966 | -0.003751 | -0.005022 | -0.005554 | -0.00721 | -0.009133 | -0.010186 | -0.011557 | -0.012683 | -0.014349 | -0.016499 | -0.017031 | -0.018454 | -0.018676
0.050224 | 0.049187 | 0.046887 | 0.044048 | 0.041118 | 0.037672 | 0.03581 | 0.033174 | 0.031679 | 0.03035 | 0.027778 | 0.025131 | 0.023927 | 0.020599 | 0.019621 | 0.017008 | 0.01539 | 0.013585 | 0.011001 | 0.009266 | 0.006965 | 0.005293 | 0.002955 | 0.001742 | 0.000112 | 0 | -0.000969 | -0.003128 | -0.004436 | -0.005125 | -0.006278 | -0.007771 | -0.008292 | -0.009911 | -0.009916 | -0.012429 | -0.012908 | -0.014119 | -0.014916 | -0.0149
0.045604 | 0.045096 | 0.042945 | 0.040581 | 0.038448 | 0.036392 | 0.034785 | 0.032413 | 0.030451 | 0.028255 | 0.02599 | 0.023485 | 0.023508 | 0.02022 | 0.018533 | 0.016834 | 0.014532 | 0.013248 | 0.011069 | 0.009009 | 0.00624 | 0.005136 | 0.002369 | 0.002091 | 0.001026 | 0 | -0.00101 | -0.002318 | -0.003485 | -0.003932 | -0.004954 | -0.006521 | -0.00721 | -0.008034 | -0.008599 | -0.009822 | -0.011289 | -0.012402 | -0.013084 | -0.012943
0.04248 | 0.04232 | 0.041075 | 0.038792 | 0.036591 | 0.034476 | 0.032556 | 0.030631 | 0.028849 | 0.027556 | 0.026106 | 0.023724 | 0.022034 | 0.019673 | 0.018733 | 0.016637 | 0.015175 | 0.012691 | 0.010115 | 0.008801 | 0.00726 | 0.005131 | 0.002924 | 0.00262 | 0.000936 | 0 | -0.00028 | -0.002278 | -0.00301 | -0.003138 | -0.004187 | -0.005563 | -0.006041 | -0.007319 | -0.007483 | -0.00882 | -0.009841 | -0.010189 | -0.011123 | -0.010923
0.039319 | 0.038996 | 0.037123 | 0.035397 | 0.03339 | 0.031187 | 0.029639 | 0.027894 | 0.02681 | 0.024749 | 0.022855 | 0.021198 | 0.020008 | 0.01799 | 0.016626 | 0.01468 | 0.013095 | 0.011551 | 0.009721 | 0.008129 | 0.005821 | 0.004081 | 0.002664 | 0.00174 | 0.000413 | 0 | -0.001084 | -0.002155 | -0.00314 | -0.003831 | -0.004848 | -0.005461 | -0.005946 | -0.006736 | -0.006761 | -0.008038 | -0.008805 | -0.009549 | -0.010057 | -0.010161
0.037843 | 0.037199 | 0.035482 | 0.033437 | 0.032009 | 0.03009 | 0.028713 | 0.02697 | 0.02524 | 0.024172 | 0.022782 | 0.020262 | 0.019936 | 0.017843 | 0.016778 | 0.014786 | 0.013215 | 0.011576 | 0.009432 | 0.007844 | 0.006084 | 0.004557 | 0.001978 | 0.001779 | 0.000592 | 0 | -0.001027 | -0.002113 | -0.003087 | -0.003256 | -0.00384 | -0.004951 | -0.005219 | -0.006063 | -0.006113 | -0.007048 | -0.008086 | -0.008359 | -0.008634 | -0.008508
0.033716 | 0.033818 | 0.032928 | 0.031035 | 0.029196 | 0.02711 | 0.026145 | 0.024602 | 0.023648 | 0.022216 | 0.020997 | 0.01959 | 0.018845 | 0.0167 | 0.015508 | 0.013783 | 0.012387 | 0.011009 | 0.009695 | 0.007864 | 0.006064 | 0.004287 | 0.002611 | 0.001672 | 0.000547 | 0 | -0.000775 | -0.00188 | -0.002686 | -0.003023 | -0.003419 | -0.004183 | -0.004615 | -0.004693 | -0.005118 | -0.005715 | -0.006348 | -0.006595 | -0.007378 | -0.00714
0.032647 | 0.032096 | 0.030746 | 0.029072 | 0.027646 | 0.026212 | 0.024372 | 0.023403 | 0.022245 | 0.020797 | 0.019597 | 0.018147 | 0.017568 | 0.015894 | 0.015197 | 0.013134 | 0.01178 | 0.010609 | 0.008323 | 0.007098 | 0.00515 | 0.003873 | 0.002188 | 0.00147 | 0.000308 | 0 | -0.000944 | -0.002151 | -0.002667 | -0.00264 | -0.003286 | -0.00375 | -0.003926 | -0.004353 | -0.003947 | -0.004941 | -0.005066 | -0.005549 | -0.006073 | -0.006014
0.031126 | 0.031082 | 0.03004 | 0.028564 | 0.026901 | 0.025483 | 0.023983 | 0.022758 | 0.021653 | 0.020773 | 0.019554 | 0.018094 | 0.017501 | 0.01584 | 0.0145 | 0.013336 | 0.011963 | 0.010264 | 0.009188 | 0.007422 | 0.005695 | 0.004534 | 0.002641 | 0.001781 | 0.000594 | 0 | -0.000587 | -0.001697 | -0.002168 | -0.00224 | -0.002387 | -0.002781 | -0.003021 | -0.0033 | -0.002983 | -0.003488 | -0.004294 | -0.004435 | -0.004614 | -0.00465
0.028827 | 0.028699 | 0.028147 | 0.026591 | 0.025071 | 0.023228 | 0.022269 | 0.021143 | 0.020273 | 0.019327 | 0.018339 | 0.016882 | 0.016491 | 0.01499 | 0.013992 | 0.012572 | 0.011038 | 0.010237 | 0.008546 | 0.007107 | 0.005875 | 0.003976 | 0.002627 | 0.001616 | 0.000897 | 0 | -0.000583 | -0.00152 | -0.001945 | -0.001936 | -0.00204 | -0.002179 | -0.002031 | -0.002262 | -0.00209 | -0.002606 | -0.002714 | -0.003051 | -0.003331 | -0.003238
0.027503 | 0.027433 | 0.026682 | 0.025522 | 0.024027 | 0.022727 | 0.021804 | 0.020389 | 0.019524 | 0.018306 | 0.017437 | 0.01633 | 0.015799 | 0.01452 | 0.013298 | 0.011559 | 0.010756 | 0.009499 | 0.007915 | 0.006445 | 0.004886 | 0.003906 | 0.002166 | 0.001244 | 0.000381 | 0 | -0.000817 | -0.001306 | -0.00165 | -0.001314 | -0.00134 | -0.001434 | -0.001364 | -0.001226 | -0.001099 | -0.001428 | -0.001802 | -0.002003 | -0.002483 | -0.002076
0.026168 | 0.026291 | 0.02591 | 0.024571 | 0.023153 | 0.021999 | 0.020491 | 0.019603 | 0.0187 | 0.017991 | 0.017141 | 0.015833 | 0.015444 | 0.014134 | 0.012903 | 0.011786 | 0.010464 | 0.009246 | 0.008029 | 0.006842 | 0.005228 | 0.003734 | 0.002352 | 0.001711 | 0.000306 | 0 | -0.000507 | -0.001279 | -0.001481 | -0.001161 | -0.000901 | -0.000921 | -0.000741 | -0.000755 | -0.000355 | -0.000563 | -0.00106 | -0.000946 | -0.001189 | -0.001168
0.025543 | 0.025513 | 0.025219 | 0.023971 | 0.02249 | 0.020602 | 0.020088 | 0.018878 | 0.018222 | 0.017119 | 0.01597 | 0.01538 | 0.014552 | 0.01352 | 0.012714 | 0.011325 | 0.010105 | 0.009147 | 0.007608 | 0.006135 | 0.004871 | 0.003541 | 0.002352 | 0.001553 | 0.00091 | 0 | -0.000436 | -0.001069 | -0.001276 | -0.000798 | -0.000636 | -0.000401 | -2.3e-05 | -9e-06 | 0.000443 | 0.000127 | 8.6e-05 | -0.000276 | -0.000438 | -1.2e-05
0.024909 | 0.025233 | 0.024698 | 0.023577 | 0.022157 | 0.021172 | 0.019828 | 0.018435 | 0.017706 | 0.016936 | 0.016087 | 0.015058 | 0.014629 | 0.013405 | 0.012496 | 0.010905 | 0.009862 | 0.008914 | 0.007254 | 0.006198 | 0.004553 | 0.003562 | 0.001884 | 0.001178 | 0.000125 | 0 | -0.000557 | -0.000918 | -0.000967 | -0.000485 | -0.000148 | 0.000133 | 0.000478 | 0.000533 | 0.000905 | 0.000839 | 0.000686 | 0.000723 | 0.000338 | 0.000502
0.024079 | 0.02424 | 0.024182 | 0.022828 | 0.021421 | 0.019836 | 0.018738 | 0.017834 | 0.016985 | 0.016317 | 0.01534 | 0.01445 | 0.013942 | 0.012911 | 0.011741 | 0.010855 | 0.009475 | 0.008469 | 0.0073 | 0.006021 | 0.004758 | 0.003359 | 0.0023 | 0.001408 | 0.000482 | 0 | -0.000464 | -0.00109 | -0.000978 | -0.000538 | -8.3e-05 | 0.00025 | 0.00055 | 0.000693 | 0.001201 | 0.001052 | 0.001 | 0.001089 | 0.00093 | 0.001101
0.023809 | 0.023892 | 0.023333 | 0.022191 | 0.020912 | 0.019615 | 0.018607 | 0.017493 | 0.016832 | 0.015867 | 0.015052 | 0.014108 | 0.01356 | 0.012455 | 0.011587 | 0.010267 | 0.00913 | 0.008247 | 0.006878 | 0.005544 | 0.004212 | 0.003072 | 0.001826 | 0.001339 | 0.000412 | 0 | -0.000537 | -0.000615 | -0.00079 | -0.000158 | 0.00014 | 0.000587 | 0.001193 | 0.001503 | 0.001702 | 0.00191 | 0.001724 | 0.001613 | 0.00147 | 0.001776
0.02265 | 0.023165 | 0.022936 | 0.021825 | 0.02058 | 0.019387 | 0.018053 | 0.017059 | 0.016373 | 0.015548 | 0.014794 | 0.013862 | 0.013295 | 0.012319 | 0.011379 | 0.010166 | 0.008999 | 0.008146 | 0.006853 | 0.005679 | 0.004486 | 0.003298 | 0.001955 | 0.001135 | 0.00016 | 0 | -0.000189 | -0.000748 | -0.000533 | 6e-05 | 0.000597 | 0.000856 | 0.001341 | 0.00159 | 0.002145 | 0.002241 | 0.002065 | 0.002241 | 0.002171 | 0.002343
0.022288 | 0.022373 | 0.022205 | 0.021049 | 0.019662 | 0.018163 | 0.017263 | 0.016247 | 0.015581 | 0.014746 | 0.013941 | 0.013194 | 0.012832 | 0.011667 | 0.010791 | 0.009787 | 0.00845 | 0.007679 | 0.006637 | 0.005449 | 0.004185 | 0.00298 | 0.001818 | 0.001175 | 0.000444 | 0 | -0.000202 | -0.000748 | -0.000659 | -3.2e-05 | 0.000539 | 0.00106 | 0.001537 | 0.001782 | 0.002387 | 0.00246 | 0.002463 | 0.002565 | 0.002335 | 0.002618
0.021745 | 0.021977 | 0.021588 | 0.020552 | 0.019476 | 0.018287 | 0.017117 | 0.016176 | 0.015499 | 0.014551 | 0.013893 | 0.013191 | 0.012578 | 0.011788 | 0.010822 | 0.00943 | 0.008566 | 0.007534 | 0.006295 | 0.005195 | 0.003975 | 0.002806 | 0.001691 | 0.00108 | 0.000334 | 0 | -0.000276 | -0.000501 | -0.00028 | 0.000285 | 0.000742 | 0.001311 | 0.001885 | 0.002211 | 0.002702 | 0.002955 | 0.002886 | 0.002911 | 0.002808 | 0.003022
0.020611 | 0.02114 | 0.021158 | 0.019996 | 0.018667 | 0.017559 | 0.016365 | 0.01564 | 0.014841 | 0.014283 | 0.013546 | 0.012561 | 0.012122 | 0.011133 | 0.010005 | 0.009146 | 0.008055 | 0.007395 | 0.006201 | 0.00513 | 0.004035 | 0.002928 | 0.001698 | 0.001073 | 0.000216 | 0 | -0.000182 | -0.00048 | -0.000357 | 0.000307 | 0.000853 | 0.001473 | 0.001847 | 0.002292 | 0.002873 | 0.002965 | 0.002975 | 0.003274 | 0.003074 | 0.003277
0.020452 | 0.020539 | 0.020552 | 0.019537 | 0.018246 | 0.017049 | 0.016027 | 0.015107 | 0.01446 | 0.013627 | 0.012968 | 0.012164 | 0.011828 | 0.010803 | 0.010108 | 0.00893 | 0.007703 | 0.007068 | 0.006031 | 0.005032 | 0.00379 | 0.002665 | 0.001743 | 0.001165 | 0.000492 | 0 | -6.4e-05 | -0.0004 | -0.000295 | 0.000435 | 0.000958 | 0.001582 | 0.002171 | 0.002557 | 0.003044 | 0.003419 | 0.003492 | 0.003486 | 0.003366 | 0.003663
0.019671 | 0.020224 | 0.020094 | 0.019181 | 0.018065 | 0.01698 | 0.015883 | 0.015038 | 0.014427 | 0.013689 | 0.012805 | 0.012191 | 0.011659 | 0.010891 | 0.009884 | 0.008784 | 0.007786 | 0.006911 | 0.005738 | 0.00473 | 0.003592 | 0.002732 | 0.00142 | 0.000911 | 0.000194 | 0 | -0.000223 | -0.000357 | -0.000203 | 0.000419 | 0.001039 | 0.001619 | 0.002228 | 0.002589 | 0.003235 | 0.00349 | 0.003459 | 0.00366 | 0.003622 | 0.003759
0.018937 | 0.019373 | 0.019672 | 0.018601 | 0.017386 | 0.016221 | 0.015085 | 0.014298 | 0.013642 | 0.013002 | 0.012408 | 0.011655 | 0.011309 | 0.010309 | 0.009413 | 0.008502 | 0.007302 | 0.006782 | 0.005779 | 0.004777 | 0.003664 | 0.002701 | 0.001629 | 0.001071 | 0.000192 | 0 | -8.2e-05 | -0.000365 | -0.000134 | 0.000417 | 0.000998 | 0.001634 | 0.002099 | 0.002468 | 0.003241 | 0.003423 | 0.003462 | 0.003762 | 0.003528 | 0.003911
0.018743 | 0.019147 | 0.019197 | 0.018401 | 0.017193 | 0.016071 | 0.015049 | 0.014234 | 0.013612 | 0.012787 | 0.012144 | 0.011435 | 0.011029 | 0.010178 | 0.009443 | 0.008373 | 0.007324 | 0.006689 | 0.005594 | 0.004612 | 0.003618 | 0.002567 | 0.001621 | 0.000991 | 0.000436 | 0 | -4.9e-05 | -0.000192 | -0.000131 | 0.000597 | 0.001118 | 0.001694 | 0.00234 | 0.002821 | 0.00334 | 0.003715 | 0.00375 | 0.00395 | 0.003931 | 0.004016
0.017994 | 0.018692 | 0.01897 | 0.018071 | 0.016979 | 0.015967 | 0.014822 | 0.014041 | 0.013472 | 0.012808 | 0.012133 | 0.011399 | 0.010977 | 0.010237 | 0.009213 | 0.008119 | 0.007218 | 0.006472 | 0.005492 | 0.004518 | 0.003457 | 0.00257 | 0.001482 | 0.000937 | 9.9e-05 | 0 | -0.000103 | -0.000209 | 6.3e-05 | 0.000486 | 0.001052 | 0.001754 | 0.002301 | 0.002736 | 0.003387 | 0.003704 | 0.003762 | 0.003975 | 0.00394 | 0.004128
0.017373 | 0.018015 | 0.018515 | 0.017581 | 0.016471 | 0.015281 | 0.014304 | 0.013554 | 0.012868 | 0.012197 | 0.01168 | 0.010973 | 0.010584 | 0.009592 | 0.008807 | 0.007966 | 0.006846 | 0.006359 | 0.005409 | 0.004482 | 0.003566 | 0.002417 | 0.001525 | 0.001026 | 0.000196 | 0 | 4.5e-05 | -0.000291 | -0.00013 | 0.00042 | 0.001023 | 0.001687 | 0.002139 | 0.002608 | 0.00327 | 0.003626 | 0.003688 | 0.004056 | 0.00395 | 0.004135
0.017443 | 0.018044 | 0.018242 | 0.017483 | 0.016347 | 0.015322 | 0.014291 | 0.013479 | 0.013015 | 0.012094 | 0.011578 | 0.01088 | 0.010406 | 0.009715 | 0.00887 | 0.007841 | 0.006755 | 0.006229 | 0.005105 | 0.00421 | 0.003277 | 0.002367 | 0.001468 | 0.000781 | 0.000237 | 0 | -8.3e-05 | -0.000172 | -1.9e-05 | 0.0006 | 0.001034 | 0.001695 | 0.002321 | 0.002766 | 0.003359 | 0.003725 | 0.003796 | 0.003961 | 0.00393 | 0.004161
0.017068 | 0.017884 | 0.018387 | 0.017416 | 0.016406 | 0.015383 | 0.014268 | 0.01355 | 0.012829 | 0.012269 | 0.01159 | 0.010868 | 0.010462 | 0.009631 | 0.008657 | 0.007671 | 0.006787 | 0.00612 | 0.005256 | 0.00433 | 0.003319 | 0.002458 | 0.001413 | 0.000976 | 0.000276 | 0 | 0.00011 | -0.000111 | 0.000101 | 0.000565 | 0.001142 | 0.001734 | 0.002175 | 0.0027 | 0.003384 | 0.003715 | 0.003809 | 0.004066 | 0.003984 | 0.004223
0.016697 | 0.017283 | 0.017817 | 0.017038 | 0.015893 | 0.014744 | 0.013808 | 0.013064 | 0.012374 | 0.011562 | 0.011019 | 0.010444 | 0.010053 | 0.009046 | 0.008366 | 0.007367 | 0.006238 | 0.005888 | 0.004966 | 0.004085 | 0.003234 | 0.002143 | 0.001283 | 0.000772 | 0.000181 | 0 | -5.9e-05 | -0.00026 | -0.000126 | 0.000411 | 0.000847 | 0.001416 | 0.00197 | 0.002398 | 0.003155 | 0.003531 | 0.003609 | 0.003923 | 0.003874 | 0.004096
0.016948 | 0.017693 | 0.018035 | 0.017194 | 0.016167 | 0.015164 | 0.014002 | 0.013303 | 0.012679 | 0.011948 | 0.011202 | 0.010477 | 0.009984 | 0.009312 | 0.008465 | 0.007297 | 0.006364 | 0.005741 | 0.004787 | 0.003963 | 0.003014 | 0.002301 | 0.00127 | 0.000768 | 7.1e-05 | 0 | 6.6e-05 | -5.4e-05 | 2.1e-05 | 0.000484 | 0.001025 | 0.001625 | 0.002169 | 0.002706 | 0.003251 | 0.003705 | 0.003813 | 0.004035 | 0.00392 | 0.00412
0.016502 | 0.017311 | 0.017972 | 0.016947 | 0.015924 | 0.014845 | 0.013737 | 0.013069 | 0.012354 | 0.011725 | 0.011066 | 0.010345 | 0.009908 | 0.008983 | 0.008059 | 0.007256 | 0.00619 | 0.005778 | 0.004922 | 0.00403 | 0.003236 | 0.002247 | 0.001382 | 0.000967 | 0.000159 | 0 | 0.000117 | -0.000127 | 5.4e-05 | 0.000406 | 0.000881 | 0.001485 | 0.001767 | 0.002384 | 0.003075 | 0.003406 | 0.003555 | 0.003873 | 0.003926 | 0.004082
0.016607 | 0.017167 | 0.017649 | 0.016974 | 0.015801 | 0.01471 | 0.013714 | 0.01291 | 0.012156 | 0.011263 | 0.01069 | 0.010035 | 0.009593 | 0.008698 | 0.007962 | 0.006886 | 0.005766 | 0.005409 | 0.00458 | 0.003754 | 0.002986 | 0.00205 | 0.001323 | 0.000736 | 0.000122 | 0 | 9.3e-05 | -4.6e-05 | -4.5e-05 | 0.00043 | 0.000787 | 0.001306 | 0.001841 | 0.002316 | 0.003006 | 0.003492 | 0.003602 | 0.003831 | 0.003716 | 0.004016
0.016129 | 0.017049 | 0.017596 | 0.016717 | 0.015775 | 0.014737 | 0.013633 | 0.012925 | 0.012215 | 0.01154 | 0.010807 | 0.01006 | 0.009511 | 0.008808 | 0.007829 | 0.006805 | 0.005801 | 0.005257 | 0.004453 | 0.003697 | 0.002828 | 0.002132 | 0.001164 | 0.000711 | 0.000108 | 0 | 0.00018 | 3.1e-05 | 5.7e-05 | 0.000444 | 0.000887 | 0.001372 | 0.001838 | 0.002295 | 0.002886 | 0.003346 | 0.003509 | 0.003757 | 0.003734 | 0.003883
0.016186 | 0.016856 | 0.01757 | 0.01661 | 0.015515 | 0.014415 | 0.013414 | 0.012635 | 0.011856 | 0.011152 | 0.010419 | 0.009689 | 0.00919 | 0.008322 | 0.007386 | 0.006451 | 0.005431 | 0.005097 | 0.004306 | 0.003598 | 0.002859 | 0.001978 | 0.001235 | 0.000733 | 0.000113 | 0 | 0.000201 | -9.3e-05 | -1.4e-05 | 0.000318 | 0.000629 | 0.001113 | 0.001491 | 0.002038 | 0.002687 | 0.003089 | 0.003231 | 0.003545 | 0.003531 | 0.003724
0.016104 | 0.016851 | 0.017425 | 0.016707 | 0.015679 | 0.014637 | 0.013513 | 0.01276 | 0.012006 | 0.011067 | 0.010383 | 0.009634 | 0.009223 | 0.008321 | 0.007457 | 0.006412 | 0.005364 | 0.004924 | 0.004182 | 0.003361 | 0.002679 | 0.001857 | 0.001104 | 0.000605 | 0.000125 | 0 | 0.000153 | 3.5e-05 | 0 | 0.000328 | 0.000643 | 0.001072 | 0.001543 | 0.001966 | 0.002643 | 0.003123 | 0.003236 | 0.003501 | 0.003434 | 0.003625
0.015616 | 0.016625 | 0.017378 | 0.016542 | 0.01548 | 0.014455 | 0.013361 | 0.012586 | 0.01183 | 0.011122 | 0.01033 | 0.009562 | 0.008969 | 0.00819 | 0.007208 | 0.006124 | 0.00519 | 0.00472 | 0.00399 | 0.003344 | 0.002621 | 0.001882 | 0.001085 | 0.000626 | -1.9e-05 | 0 | 0.000159 | 1.7e-05 | 8.7e-05 | 0.000251 | 0.000607 | 0.00103 | 0.001393 | 0.001845 | 0.002513 | 0.002876 | 0.003071 | 0.003346 | 0.003346 | 0.003483
0.015674 | 0.01649 | 0.017305 | 0.016492 | 0.015419 | 0.014338 | 0.013339 | 0.012504 | 0.01168 | 0.010797 | 0.010072 | 0.009354 | 0.00884 | 0.007862 | 0.006948 | 0.005956 | 0.004987 | 0.004605 | 0.003886 | 0.003183 | 0.00257 | 0.001778 | 0.001012 | 0.000585 | 1.4e-05 | 0 | 0.000235 | 2.4e-05 | -9e-06 | 0.000245 | 0.000406 | 0.000826 | 0.001195 | 0.001694 | 0.002352 | 0.002781 | 0.002889 | 0.003194 | 0.003218 | 0.003385
0.015678 | 0.016632 | 0.017349 | 0.016628 | 0.015597 | 0.014579 | 0.013467 | 0.012701 | 0.011874 | 0.010985 | 0.010222 | 0.009368 | 0.008759 | 0.007944 | 0.007067 | 0.005961 | 0.004941 | 0.004467 | 0.003752 | 0.003106 | 0.002385 | 0.001752 | 0.001011 | 0.000507 | -5.8e-05 | 0 | 0.000213 | 0.000135 | 5.2e-05 | 0.000239 | 0.000503 | 0.000855 | 0.001224 | 0.001665 | 0.002282 | 0.00276 | 0.002862 | 0.003131 | 0.003072 | 0.003279
0.016665 | 0.017346 | 0.017871 | 0.016955 | 0.015913 | 0.014815 | 0.013803 | 0.013183 | 0.012624 | 0.011951 | 0.011396 | 0.010843 | 0.01043 | 0.009713 | 0.008913 | 0.007953 | 0.006922 | 0.006526 | 0.005646 | 0.0047 | 0.003788 | 0.002815 | 0.001773 | 0.001059 | 0.000327 | 0 | -0.000165 | -0.000476 | -0.000439 | -0.000103 | 0.000471 | 0.000982 | 0.001358 | 0.001956 | 0.002433 | 0.002836 | 0.003065 | 0.003292 | 0.003242 | 0.003478
0.016828 | 0.017409 | 0.017901 | 0.017082 | 0.016027 | 0.015027 | 0.013971 | 0.013289 | 0.012709 | 0.012023 | 0.011486 | 0.010893 | 0.010479 | 0.009758 | 0.008921 | 0.007989 | 0.006996 | 0.00658 | 0.005633 | 0.004785 | 0.00384 | 0.002875 | 0.001794 | 0.001134 | 0.000401 | 0 | -0.000145 | -0.000407 | -0.000261 | 0.000133 | 0.000568 | 0.00117 | 0.001609 | 0.00206 | 0.002723 | 0.003113 | 0.003242 | 0.003479 | 0.003432 | 0.003694
0.016546 | 0.017322 | 0.017808 | 0.016984 | 0.015933 | 0.014991 | 0.013951 | 0.013264 | 0.012713 | 0.012049 | 0.011558 | 0.010896 | 0.010576 | 0.009798 | 0.009028 | 0.008049 | 0.007082 | 0.006494 | 0.005629 | 0.004731 | 0.003772 | 0.002829 | 0.001842 | 0.001134 | 0.000299 | 0 | -0.000139 | -0.00039 | -0.000239 | 0.000205 | 0.000666 | 0.001239 | 0.001729 | 0.002163 | 0.002804 | 0.00326 | 0.003401 | 0.003657 | 0.003564 | 0.003807
0.016643 | 0.01731 | 0.017889 | 0.01704 | 0.01599 | 0.014896 | 0.013923 | 0.013253 | 0.012642 | 0.011963 | 0.011363 | 0.010883 | 0.01044 | 0.009696 | 0.008865 | 0.007873 | 0.006879 | 0.006484 | 0.005568 | 0.004646 | 0.003758 | 0.002759 | 0.001715 | 0.001094 | 0.000285 | 0 | -0.000126 | -0.000361 | -0.000224 | 0.000163 | 0.00075 | 0.001386 | 0.001747 | 0.0024 | 0.002942 | 0.003314 | 0.003562 | 0.003785 | 0.003789 | 0.004043
0.016458 | 0.017131 | 0.01772 | 0.016945 | 0.015943 | 0.01497 | 0.013945 | 0.013252 | 0.012641 | 0.011959 | 0.011407 | 0.010807 | 0.010387 | 0.009579 | 0.008839 | 0.007897 | 0.006867 | 0.006398 | 0.005475 | 0.004627 | 0.003682 | 0.002755 | 0.001786 | 0.001144 | 0.000346 | 0 | -9.5e-05 | -0.000194 | 2.1e-05 | 0.000446 | 0.000923 | 0.001569 | 0.002073 | 0.002535 | 0.003185 | 0.003666 | 0.003799 | 0.004041 | 0.003988 | 0.00424
0.016247 | 0.016966 | 0.017581 | 0.016774 | 0.015788 | 0.014781 | 0.013778 | 0.013096 | 0.012518 | 0.011854 | 0.01135 | 0.010714 | 0.01029 | 0.009527 | 0.00875 | 0.007813 | 0.006829 | 0.006303 | 0.005399 | 0.00453 | 0.003604 | 0.002695 | 0.001718 | 0.001064 | 0.000322 | 0 | -3.6e-05 | -0.000191 | -9e-06 | 0.000456 | 0.000992 | 0.0016 | 0.002066 | 0.002615 | 0.003194 | 0.003677 | 0.003835 | 0.004076 | 0.004057 | 0.00431
0.016326 | 0.017027 | 0.017615 | 0.016772 | 0.01576 | 0.014735 | 0.013731 | 0.013067 | 0.012457 | 0.011789 | 0.011239 | 0.010594 | 0.010183 | 0.009423 | 0.008637 | 0.007644 | 0.006627 | 0.006175 | 0.005324 | 0.004442 | 0.003557 | 0.002602 | 0.001647 | 0.000984 | 0.000235 | 0 | -2.2e-05 | -0.000141 | 2.5e-05 | 0.000468 | 0.000995 | 0.001637 | 0.002124 | 0.002706 | 0.003312 | 0.003714 | 0.003925 | 0.004224 | 0.004157 | 0.004398
0.016263 | 0.016985 | 0.01759 | 0.016808 | 0.015774 | 0.01476 | 0.013705 | 0.013015 | 0.012375 | 0.011686 | 0.01116 | 0.010512 | 0.010045 | 0.009318 | 0.008486 | 0.007551 | 0.006537 | 0.006103 | 0.005195 | 0.004354 | 0.003463 | 0.002595 | 0.001652 | 0.00097 | 0.000266 | 0 | 9e-06 | -5.9e-05 | 0.000146 | 0.000612 | 0.001108 | 0.001727 | 0.00223 | 0.002769 | 0.00339 | 0.003887 | 0.004039 | 0.004306 | 0.004256 | 0.00449
0.016073 | 0.016836 | 0.017496 | 0.016691 | 0.01571 | 0.014674 | 0.013662 | 0.012983 | 0.012318 | 0.01162 | 0.011076 | 0.01042 | 0.009941 | 0.009201 | 0.008377 | 0.007422 | 0.006435 | 0.005925 | 0.005092 | 0.004231 | 0.003417 | 0.00247 | 0.001568 | 0.000979 | 0.000218 | 0 | 1.1e-05 | -9.1e-05 | 0.000122 | 0.000547 | 0.001103 | 0.001727 | 0.002158 | 0.002766 | 0.003368 | 0.003827 | 0.004018 | 0.004307 | 0.004249 | 0.004493
0.016079 | 0.016785 | 0.017364 | 0.016531 | 0.015504 | 0.014511 | 0.01349 | 0.012848 | 0.012207 | 0.011477 | 0.01091 | 0.010296 | 0.00982 | 0.009059 | 0.00819 | 0.007225 | 0.006244 | 0.005814 | 0.004973 | 0.004154 | 0.00332 | 0.002472 | 0.001547 | 0.000934 | 0.000239 | 0 | 6.6e-05 | 1e-05 | 0.000191 | 0.000644 | 0.001158 | 0.001831 | 0.002282 | 0.002859 | 0.003484 | 0.003967 | 0.004171 | 0.004447 | 0.004437 | 0.004691
0.015917 | 0.016672 | 0.017315 | 0.016487 | 0.015453 | 0.014452 | 0.013404 | 0.012729 | 0.012042 | 0.011344 | 0.010785 | 0.010166 | 0.009708 | 0.008963 | 0.008126 | 0.007126 | 0.006126 | 0.005708 | 0.004859 | 0.004077 | 0.003274 | 0.002388 | 0.001516 | 0.000865 | 0.00018 | 0 | 8.7e-05 | 3.4e-05 | 0.000246 | 0.000682 | 0.001231 | 0.001872 | 0.002354 | 0.002908 | 0.003577 | 0.004056 | 0.004252 | 0.004517 | 0.004509 | 0.004738
0.015793 | 0.016561 | 0.017246 | 0.016415 | 0.015411 | 0.014379 | 0.013364 | 0.012636 | 0.012017 | 0.011257 | 0.010687 | 0.010074 | 0.009625 | 0.008844 | 0.007997 | 0.007039 | 0.006036 | 0.005569 | 0.00478 | 0.003963 | 0.003165 | 0.002347 | 0.001455 | 0.000898 | 0.000169 | 0 | 0.00012 | 7.7e-05 | 0.000257 | 0.000729 | 0.001208 | 0.001876 | 0.002325 | 0.002926 | 0.00356 | 0.004066 | 0.004246 | 0.004505 | 0.004494 | 0.004706
0.015755 | 0.016565 | 0.017168 | 0.016401 | 0.015342 | 0.014313 | 0.013345 | 0.012586 | 0.011971 | 0.011314 | 0.010694 | 0.01004 | 0.009525 | 0.008757 | 0.007913 | 0.006952 | 0.005924 | 0.005491 | 0.004738 | 0.003943 | 0.003147 | 0.002304 | 0.001443 | 0.000874 | 0.000171 | 0 | 0.000177 | 0.000105 | 0.000286 | 0.000732 | 0.001258 | 0.001867 | 0.002349 | 0.002908 | 0.003558 | 0.00406 | 0.004207 | 0.004542 | 0.004507 | 0.004751
0.015741 | 0.016483 | 0.01716 | 0.016372 | 0.015348 | 0.014324 | 0.013347 | 0.012645 | 0.011976 | 0.011195 | 0.010569 | 0.009892 | 0.009404 | 0.008687 | 0.007786 | 0.006826 | 0.005782 | 0.00535 | 0.004554 | 0.003832 | 0.00306 | 0.002268 | 0.001357 | 0.000845 | 0.00017 | 0 | 9.8e-05 | 6e-05 | 0.000213 | 0.000652 | 0.001135 | 0.001765 | 0.002274 | 0.00281 | 0.003463 | 0.003944 | 0.004177 | 0.004466 | 0.004425 | 0.004689
0.015684 | 0.016483 | 0.017241 | 0.016505 | 0.015469 | 0.014455 | 0.01341 | 0.012679 | 0.01198 | 0.011256 | 0.010647 | 0.009968 | 0.009464 | 0.008687 | 0.007792 | 0.006862 | 0.005848 | 0.005403 | 0.004636 | 0.003884 | 0.00309 | 0.002265 | 0.001438 | 0.000858 | 0.000128 | 0 | 0.000163 | 0.000125 | 0.000278 | 0.000694 | 0.001195 | 0.001773 | 0.002233 | 0.002826 | 0.003509 | 0.004009 | 0.004161 | 0.004469 | 0.004427 | 0.00466
0.015712 | 0.016539 | 0.01726 | 0.016439 | 0.015406 | 0.014356 | 0.013384 | 0.01263 | 0.011975 | 0.011181 | 0.010558 | 0.009876 | 0.009394 | 0.008633 | 0.007774 | 0.006774 | 0.005762 | 0.005336 | 0.004579 | 0.003801 | 0.003059 | 0.002205 | 0.001384 | 0.000862 | 0.000145 | 0 | 0.00016 | 6.1e-05 | 0.000227 | 0.000646 | 0.001115 | 0.001705 | 0.002178 | 0.002747 | 0.003371 | 0.003885 | 0.004085 | 0.004384 | 0.004383 | 0.004643
0.01574 | 0.016546 | 0.017286 | 0.016531 | 0.015534 | 0.014479 | 0.013457 | 0.012701 | 0.012 | 0.011198 | 0.010587 | 0.009914 | 0.009392 | 0.008645 | 0.007755 | 0.006755 | 0.005731 | 0.00533 | 0.004513 | 0.0038 | 0.003028 | 0.002252 | 0.001336 | 0.00076 | 0.000121 | 0 | 0.000127 | 4.4e-05 | 0.000226 | 0.000605 | 0.001051 | 0.001668 | 0.002145 | 0.002689 | 0.003336 | 0.003871 | 0.004033 | 0.004344 | 0.004299 | 0.004541
0.015711 | 0.016581 | 0.017305 | 0.016518 | 0.015456 | 0.014458 | 0.01342 | 0.012671 | 0.011982 | 0.011231 | 0.01063 | 0.009892 | 0.009375 | 0.0086 | 0.007733 | 0.006774 | 0.005743 | 0.005307 | 0.00453 | 0.003773 | 0.003072 | 0.002268 | 0.001421 | 0.000846 | 0.000132 | 0 | 0.000192 | 0.000121 | 0.000258 | 0.000607 | 0.001061 | 0.001646 | 0.002102 | 0.002631 | 0.003333 | 0.003824 | 0.00402 | 0.004319 | 0.004286 | 0.004513
0.015686 | 0.016488 | 0.017275 | 0.016468 | 0.015481 | 0.014419 | 0.013459 | 0.012705 | 0.011974 | 0.011144 | 0.010516 | 0.009839 | 0.009303 | 0.008535 | 0.007663 | 0.00668 | 0.005635 | 0.00526 | 0.004489 | 0.003724 | 0.003052 | 0.002191 | 0.001388 | 0.000844 | 0.000182 | 0 | 0.000164 | 6.1e-05 | 0.000158 | 0.000509 | 0.000936 | 0.001498 | 0.001933 | 0.002513 | 0.003141 | 0.003666 | 0.003873 | 0.004176 | 0.004176 | 0.00444
0.015684 | 0.01654 | 0.017309 | 0.016587 | 0.015553 | 0.014601 | 0.013482 | 0.012769 | 0.012094 | 0.011237 | 0.010621 | 0.009941 | 0.009369 | 0.008653 | 0.007696 | 0.006698 | 0.005661 | 0.005246 | 0.004422 | 0.003737 | 0.002922 | 0.002187 | 0.001285 | 0.000718 | 9.5e-05 | 0 | 0.00012 | 7.9e-05 | 0.000192 | 0.000556 | 0.000932 | 0.001483 | 0.001925 | 0.002516 | 0.003144 | 0.003675 | 0.003851 | 0.004136 | 0.004121 | 0.004306
0.015765 | 0.016688 | 0.017462 | 0.016637 | 0.015598 | 0.014532 | 0.013511 | 0.012768 | 0.012028 | 0.011286 | 0.010645 | 0.009889 | 0.009365 | 0.008558 | 0.007688 | 0.006744 | 0.005684 | 0.005237 | 0.004501 | 0.003747 | 0.003049 | 0.002205 | 0.001361 | 0.000828 | 0.000146 | 0 | 0.000166 | 8e-06 | 0.000111 | 0.000402 | 0.000801 | 0.001271 | 0.001711 | 0.002226 | 0.0029 | 0.003438 | 0.003634 | 0.00395 | 0.003951 | 0.004167
0.016016 | 0.01681 | 0.017571 | 0.016772 | 0.015796 | 0.014699 | 0.013668 | 0.012897 | 0.012149 | 0.011229 | 0.010525 | 0.009895 | 0.009319 | 0.008522 | 0.007655 | 0.006601 | 0.005552 | 0.005187 | 0.004397 | 0.003686 | 0.00296 | 0.002184 | 0.001286 | 0.000816 | 0.000176 | 0 | 0.000157 | 4.4e-05 | 6.8e-05 | 0.000378 | 0.000704 | 0.001299 | 0.001683 | 0.002312 | 0.002902 | 0.003359 | 0.003603 | 0.003847 | 0.003858 | 0.004137
0.015706 | 0.016643 | 0.0174 | 0.016679 | 0.015648 | 0.014695 | 0.013553 | 0.012831 | 0.012123 | 0.01133 | 0.010708 | 0.009878 | 0.009293 | 0.008529 | 0.007593 | 0.006564 | 0.005589 | 0.005111 | 0.004295 | 0.003653 | 0.002936 | 0.002198 | 0.001284 | 0.000717 | 9.6e-05 | 0 | 0.00014 | 0.000108 | 0.00012 | 0.000434 | 0.000736 | 0.001256 | 0.001613 | 0.002171 | 0.002852 | 0.00336 | 0.003498 | 0.003758 | 0.003776 | 0.003961
0.015779 | 0.016696 | 0.017572 | 0.016681 | 0.015627 | 0.014503 | 0.01357 | 0.012752 | 0.01199 | 0.011149 | 0.010505 | 0.009738 | 0.009225 | 0.008325 | 0.007463 | 0.006535 | 0.005472 | 0.005025 | 0.004322 | 0.003552 | 0.002908 | 0.002093 | 0.001332 | 0.00081 | 0.0001 | 0 | 0.00021 | 3e-06 | -3.6e-05 | 0.000238 | 0.000558 | 0.000982 | 0.001388 | 0.001845 | 0.002508 | 0.003008 | 0.003266 | 0.003568 | 0.00355 | 0.003765
0.015825 | 0.016651 | 0.01749 | 0.016797 | 0.015826 | 0.014795 | 0.01369 | 0.012931 | 0.012121 | 0.011182 | 0.010446 | 0.009725 | 0.009184 | 0.008429 | 0.007448 | 0.006361 | 0.005348 | 0.005029 | 0.004179 | 0.003508 | 0.002832 | 0.002096 | 0.001211 | 0.000696 | 0.000158 | 0 | 0.000165 | 6e-05 | 5e-05 | 0.000276 | 0.000515 | 0.001031 | 0.001421 | 0.001948 | 0.002569 | 0.003027 | 0.00321 | 0.003487 | 0.003426 | 0.003682
0.015544 | 0.016618 | 0.017538 | 0.016797 | 0.01569 | 0.014724 | 0.013634 | 0.012839 | 0.012122 | 0.011357 | 0.010688 | 0.009793 | 0.00922 | 0.008364 | 0.007399 | 0.006425 | 0.005407 | 0.004889 | 0.004131 | 0.003574 | 0.002811 | 0.002074 | 0.001179 | 0.000659 | 2.5e-05 | 0 | 0.000188 | 5.4e-05 | 7e-06 | 0.000239 | 0.000463 | 0.000838 | 0.001191 | 0.001646 | 0.002341 | 0.002784 | 0.00295 | 0.003277 | 0.003243 | 0.003389
0.015896 | 0.016793 | 0.017682 | 0.016825 | 0.015777 | 0.01462 | 0.013669 | 0.012844 | 0.012036 | 0.011077 | 0.01032 | 0.009581 | 0.009107 | 0.008139 | 0.007314 | 0.006306 | 0.005208 | 0.004814 | 0.004076 | 0.003417 | 0.002765 | 0.001965 | 0.001261 | 0.00081 | 0.000172 | 0 | 0.000195 | -2.3e-05 | -0.000149 | -1.1e-05 | 0.000188 | 0.000553 | 0.000891 | 0.001387 | 0.001978 | 0.002439 | 0.002682 | 0.00293 | 0.002957 | 0.003178
0.01578 | 0.016777 | 0.01765 | 0.017058 | 0.016051 | 0.015064 | 0.013911 | 0.013093 | 0.012283 | 0.011284 | 0.010502 | 0.00967 | 0.009143 | 0.00827 | 0.007313 | 0.006153 | 0.005173 | 0.004811 | 0.00398 | 0.003354 | 0.002648 | 0.002017 | 0.001114 | 0.000616 | 2.1e-05 | 0 | 0.000102 | 2.2e-05 | -7.9e-05 | 5.8e-05 | 0.000211 | 0.000635 | 0.000936 | 0.001464 | 0.002081 | 0.002544 | 0.002691 | 0.002876 | 0.002862 | 0.00304
0.015832 | 0.016952 | 0.017916 | 0.017015 | 0.015954 | 0.014858 | 0.013811 | 0.012962 | 0.012182 | 0.011453 | 0.010717 | 0.009696 | 0.009106 | 0.008206 | 0.007175 | 0.00627 | 0.005212 | 0.004683 | 0.004071 | 0.003489 | 0.002725 | 0.001988 | 0.00117 | 0.00067 | -3.3e-05 | 0 | 0.000229 | -6e-05 | -0.000134 | -7.6e-05 | 0.000117 | 0.000352 | 0.000705 | 0.001084 | 0.001746 | 0.002165 | 0.002283 | 0.002712 | 0.002605 | 0.002695
0.01638 | 0.017243 | 0.018111 | 0.017304 | 0.016249 | 0.015135 | 0.014098 | 0.013253 | 0.012343 | 0.011224 | 0.01042 | 0.009636 | 0.009096 | 0.008096 | 0.007262 | 0.006162 | 0.005078 | 0.004723 | 0.003958 | 0.003307 | 0.002688 | 0.001932 | 0.001171 | 0.000755 | 0.000133 | 0 | 0.000191 | -4.3e-05 | -0.000282 | -0.000157 | -7.7e-05 | 0.000256 | 0.000575 | 0.00102 | 0.001592 | 0.002031 | 0.002232 | 0.002494 | 0.002447 | 0.002655
0.015832 | 0.017007 | 0.017993 | 0.017346 | 0.016338 | 0.01536 | 0.014105 | 0.013341 | 0.012522 | 0.011557 | 0.010772 | 0.009853 | 0.009171 | 0.008298 | 0.007242 | 0.006169 | 0.005134 | 0.004721 | 0.003905 | 0.003292 | 0.002663 | 0.001973 | 0.001041 | 0.000507 | -1.6e-05 | 0 | 0.000147 | 1.6e-05 | -7.7e-05 | -7e-06 | 7.1e-05 | 0.000522 | 0.000641 | 0.001163 | 0.00179 | 0.002174 | 0.002284 | 0.002516 | 0.00246 | 0.002579
0.015966 | 0.017054 | 0.018148 | 0.017178 | 0.016088 | 0.014967 | 0.013945 | 0.013176 | 0.01229 | 0.011448 | 0.010636 | 0.009758 | 0.009123 | 0.008132 | 0.007247 | 0.006303 | 0.005142 | 0.004713 | 0.004051 | 0.003454 | 0.002812 | 0.00203 | 0.001266 | 0.000863 | 0.000103 | 0 | 0.000315 | -3e-06 | -0.000232 | -5.6e-05 | -2.3e-05 | 0.000165 | 0.000534 | 0.000836 | 0.001503 | 0.001913 | 0.002072 | 0.002382 | 0.002238 | 0.002408
0.016381 | 0.017338 | 0.018162 | 0.01749 | 0.016558 | 0.015431 | 0.014368 | 0.013557 | 0.012545 | 0.011386 | 0.010526 | 0.009794 | 0.009256 | 0.00824 | 0.00728 | 0.006124 | 0.005107 | 0.004648 | 0.003854 | 0.003307 | 0.002644 | 0.001914 | 0.001139 | 0.000674 | 5e-05 | 0 | 0.000152 | -3.5e-05 | -0.000312 | -0.000195 | -0.000169 | 0.000107 | 0.00043 | 0.000916 | 0.001455 | 0.001799 | 0.001963 | 0.002156 | 0.002133 | 0.002326
0.016085 | 0.017306 | 0.018377 | 0.017635 | 0.016525 | 0.015565 | 0.014287 | 0.013584 | 0.012726 | 0.011948 | 0.011092 | 0.010058 | 0.009449 | 0.008538 | 0.007426 | 0.00636 | 0.00528 | 0.004845 | 0.004158 | 0.0035 | 0.002769 | 0.002119 | 0.001152 | 0.000659 | -6.6e-05 | 0 | 0.000194 | -1.3e-05 | -9.4e-05 | -0.000112 | 4.3e-05 | 0.000393 | 0.000534 | 0.00096 | 0.001598 | 0.001971 | 0.002044 | 0.002366 | 0.002225 | 0.002289
0.016618 | 0.017526 | 0.018566 | 0.017575 | 0.016505 | 0.015312 | 0.014374 | 0.013509 | 0.012564 | 0.011573 | 0.010821 | 0.009961 | 0.009443 | 0.008243 | 0.007427 | 0.006496 | 0.005385 | 0.004936 | 0.004198 | 0.003586 | 0.002857 | 0.002143 | 0.001299 | 0.000924 | 0.000143 | 0 | 0.000283 | -9.9e-05 | -0.00035 | -0.00033 | -0.000224 | -8e-05 | 0.00024 | 0.000589 | 0.0012 | 0.001595 | 0.001727 | 0.002054 | 0.001967 | 0.002161
0.01683 | 0.017803 | 0.018578 | 0.017949 | 0.016932 | 0.015895 | 0.014717 | 0.013972 | 0.013029 | 0.011957 | 0.010997 | 0.010132 | 0.009627 | 0.008662 | 0.007707 | 0.006464 | 0.005393 | 0.004915 | 0.00411 | 0.003542 | 0.002748 | 0.002148 | 0.001192 | 0.000599 | 2.3e-05 | 0 | 6.8e-05 | -0.000107 | -0.000278 | -0.000161 | -0.000181 | 0.000172 | 0.000435 | 0.000914 | 0.001424 | 0.001761 | 0.001931 | 0.002125 | 0.002088 | 0.002233
0.01625 | 0.017426 | 0.018575 | 0.017709 | 0.016571 | 0.015463 | 0.014368 | 0.013531 | 0.01273 | 0.011984 | 0.011269 | 0.010242 | 0.009615 | 0.008686 | 0.007624 | 0.006619 | 0.005488 | 0.005117 | 0.004327 | 0.003732 | 0.002947 | 0.002204 | 0.001246 | 0.00074 | -1.9e-05 | 0 | 0.000171 | -6.3e-05 | -0.000174 | -0.000101 | 5.2e-05 | 0.000401 | 0.000621 | 0.000878 | 0.001496 | 0.001884 | 0.00198 | 0.0023 | 0.002148 | 0.002287
0.016876 | 0.017663 | 0.018612 | 0.017769 | 0.01667 | 0.015504 | 0.014595 | 0.013668 | 0.012686 | 0.011639 | 0.010787 | 0.01007 | 0.009558 | 0.008443 | 0.007702 | 0.006563 | 0.005468 | 0.005026 | 0.004319 | 0.003564 | 0.00296 | 0.001945 | 0.001298 | 0.000929 | 0.000156 | 0 | 0.000239 | -7.1e-05 | -0.000342 | -8.9e-05 | -8.8e-05 | 4.8e-05 | 0.000433 | 0.000759 | 0.001393 | 0.001806 | 0.001824 | 0.002041 | 0.00202 | 0.002247
0.016619 | 0.017844 | 0.018742 | 0.018182 | 0.017152 | 0.016143 | 0.014909 | 0.014136 | 0.013226 | 0.012077 | 0.01127 | 0.010323 | 0.009745 | 0.008725 | 0.007802 | 0.00658 | 0.005425 | 0.004875 | 0.004106 | 0.003511 | 0.002779 | 0.002195 | 0.001236 | 0.000657 | -3.1e-05 | 0 | 8.2e-05 | 1e-05 | -0.000226 | -3.9e-05 | 9.8e-05 | 0.000512 | 0.000743 | 0.00109 | 0.001622 | 0.002033 | 0.002156 | 0.002381 | 0.002277 | 0.002353