## Moorings
Mooring OOIBARCODE | Ref Des | Serial Number | Deployment Number | Anchor Launch Date | Anchor Launch Time | Recover Date | Latitude | Longitude | Water Depth | Cruise Number | Notes
A01158 | CE01ISSM | CE01ISSM-00002 | 2 | 2014-10-10 | 17:42 | 2015-06-02 | 44° 39.5' N | 124° 5.75' W | 25 | EA02

## Asset_Cal_Info
Ref Des | Mooring OOIBARCODE | Mooring Serial Number | Deployment Number | Sensor OOIBARCODE | Sensor Serial Number | Calibration Cofficient Name | Calibration Cofficient Value | Notes
CE01ISSM-SBD17-01-MOPAK0000 | A01158 | CE01ISSM-00002 | 2 | OL000199 | CE01ISSM-00002-MOPAK |  |  | No Calibration Coefficient
CE01ISSM-SBD17-04-VELPTA000 | A01158 | CE01ISSM-00002 | 2 | A01016 | AQD 11789 | CC_lat | 44.6584
CE01ISSM-SBD17-04-VELPTA000 | A01158 | CE01ISSM-00002 | 2 | A01016 | AQD 11789 | CC_lon | -124.0956
CE01ISSM-RID16-04-VELPTA000 | A01158 | CE01ISSM-00002 | 2 | A01015 | AQD 11774 | CC_lat | 44.6584
CE01ISSM-RID16-04-VELPTA000 | A01158 | CE01ISSM-00002 | 2 | A01015 | AQD 11774 | CC_lon | -124.0956
CE01ISSM-RID16-06-PHSEND000 | A01158 | CE01ISSM-00002 | 2 | A00650 | P0121 | CC_ea434 | 17533
CE01ISSM-RID16-06-PHSEND000 | A01158 | CE01ISSM-00002 | 2 | A00650 | P0121 | CC_ea578 | 101
CE01ISSM-RID16-06-PHSEND000 | A01158 | CE01ISSM-00002 | 2 | A00650 | P0121 | CC_eb434 | 2229
CE01ISSM-RID16-06-PHSEND000 | A01158 | CE01ISSM-00002 | 2 | A00650 | P0121 | CC_eb578 | 38502
CE01ISSM-RID16-06-PHSEND000 | A01158 | CE01ISSM-00002 | 2 | A00650 | P0121 | CC_ind_off | 0
CE01ISSM-RID16-06-PHSEND000 | A01158 | CE01ISSM-00002 | 2 | A00650 | P0121 | CC_ind_slp | 1
CE01ISSM-RID16-06-PHSEND000 | A01158 | CE01ISSM-00002 | 2 | A00650 | P0121 | CC_psal | 35
CE01ISSM-MFD35-06-PHSEND000 | A01158 | CE01ISSM-00002 | 2 | A01042 | P0123 | CC_ea434 | 17533
CE01ISSM-MFD35-06-PHSEND000 | A01158 | CE01ISSM-00002 | 2 | A01042 | P0123 | CC_ea578 | 101
CE01ISSM-MFD35-06-PHSEND000 | A01158 | CE01ISSM-00002 | 2 | A01042 | P0123 | CC_eb434 | 2229
CE01ISSM-MFD35-06-PHSEND000 | A01158 | CE01ISSM-00002 | 2 | A01042 | P0123 | CC_eb578 | 38502
CE01ISSM-MFD35-06-PHSEND000 | A01158 | CE01ISSM-00002 | 2 | A01042 | P0123 | CC_ind_off | 0
CE01ISSM-MFD35-06-PHSEND000 | A01158 | CE01ISSM-00002 | 2 | A01042 | P0123 | CC_ind_slp | 1
CE01ISSM-MFD35-06-PHSEND000 | A01158 | CE01ISSM-00002 | 2 | A01042 | P0123 | CC_psal | 35
CE01ISSM-RID16-01-OPTAAD000 | A01158 | CE01ISSM-00002 | 2 | A00905 | ACS-170 | CC_cwlngth | [400.30000000, 403.70000000, 407.10000000, 410.50000000, 413.50000000, 417.30000000, 421.20000000, 425.30000000, 429.20000000, 433.40000000, 436.80000000, 441.00000000, 445.50000000, 449.90000000, 454.30000000, 458.70000000, 462.70000000, 467.10000000, 471.90000000, 476.60000000, 481.50000000, 486.00000000, 490.20000000, 494.80000000, 499.50000000, 504.00000000, 509.00000000, 513.70000000, 518.50000000, 523.20000000, 528.00000000, 532.30000000, 536.60000000, 541.30000000, 545.90000000, 550.70000000, 555.30000000, 559.90000000, 564.40000000, 568.80000000, 572.90000000, 577.30000000, 581.70000000, 585.80000000, 590.30000000, 594.90000000, 599.60000000, 604.10000000, 609.00000000, 613.50000000, 618.00000000, 622.70000000, 627.40000000, 631.70000000, 636.00000000, 640.70000000, 645.30000000, 649.80000000, 654.40000000, 658.80000000, 663.60000000, 668.30000000, 672.70000000, 677.20000000, 681.40000000, 685.80000000, 689.80000000, 694.10000000, 698.30000000, 702.50000000, 706.70000000, 710.70000000, 714.90000000, 718.90000000, 722.90000000, 727.20000000, 731.30000000]
CE01ISSM-RID16-01-OPTAAD000 | A01158 | CE01ISSM-00002 | 2 | A00905 | ACS-170 | CC_ccwo | [ 1.12485500, 1.08819900, 1.09747100, 1.09490000, 1.09386700, 1.09578300, 1.08640100, 1.08392900, 1.07970600, 1.07920500, 1.07781600, 1.08235000, 1.08502700, 1.08551200, 1.08420000, 1.08366100, 1.08704400, 1.08320800, 1.09092800, 1.09400500, 1.09610400, 1.09806800, 1.10203600, 1.10280000, 1.10634200, 1.10729400, 1.10880300, 1.10862300, 1.10770700, 1.11069900, 1.11143800, 1.11529600, 1.11486800, 1.11750300, 1.11740300, 1.12503500, 1.12697700, 1.13032800, 1.13367100, 1.13269500, 1.13179900, 1.11910800, 1.11116900, 1.09598100, 1.07604200, 1.05209700, 1.02330900, 1.00094100, 0.99142000, 0.98923300, 0.99010800, 0.99010500, 0.98908600, 0.98985300, 0.98935000, 0.98580500, 0.98175400, 0.97347600, 0.96030600, 0.94693400, 0.93912100, 0.93364700, 0.93103000, 0.92484900, 0.91623700, 0.89835700, 0.87249900, 0.83075700, 0.78062000, 0.71327000, 0.62103900, 0.50763200, 0.35612100, 0.16791100, -0.04852400, -0.31468600, -0.60114600]
CE01ISSM-RID16-01-OPTAAD000 | A01158 | CE01ISSM-00002 | 2 | A00905 | ACS-170 | CC_tcal | 20.3
CE01ISSM-RID16-01-OPTAAD000 | A01158 | CE01ISSM-00002 | 2 | A00905 | ACS-170 | CC_tbins | [ 0.93376500, 1.36797000, 2.45770000, 3.46389600, 4.46111100, 5.48878000, 6.52000000, 7.50777800, 8.48263200, 9.52452400, 10.47684200, 11.51757600, 12.49629600, 13.47958300, 14.48565200, 15.51636400, 16.49000000, 17.49863600, 18.50120000, 19.48695700, 20.48142900, 21.49523800, 22.51800000, 23.49263200, 24.50318200, 25.51518500, 26.49810800, 27.51609800, 28.48583300, 29.48022700, 30.50119000, 31.50688900, 32.51750000, 33.47780500, 34.48625000, 35.49542900, 36.51227300, 37.32430800]
CE01ISSM-RID16-01-OPTAAD000 | A01158 | CE01ISSM-00002 | 2 | A00905 | ACS-170 | CC_awlngth | [400.50000000, 403.90000000, 407.60000000, 410.90000000, 414.20000000, 417.80000000, 422.10000000, 426.30000000, 430.40000000, 434.00000000, 438.00000000, 442.50000000, 446.90000000, 451.30000000, 455.90000000, 459.90000000, 464.70000000, 469.10000000, 473.80000000, 478.90000000, 483.60000000, 488.30000000, 492.70000000, 497.00000000, 501.70000000, 506.60000000, 511.60000000, 516.50000000, 521.30000000, 526.10000000, 530.40000000, 535.10000000, 539.60000000, 544.40000000, 548.80000000, 553.80000000, 558.60000000, 563.00000000, 567.80000000, 571.90000000, 576.10000000, 580.00000000, 584.10000000, 588.80000000, 593.40000000, 598.20000000, 602.60000000, 607.80000000, 612.30000000, 617.40000000, 621.70000000, 626.70000000, 630.70000000, 635.90000000, 640.00000000, 644.80000000, 649.40000000, 654.40000000, 658.80000000, 663.70000000, 668.30000000, 672.90000000, 677.30000000, 681.90000000, 686.30000000, 690.50000000, 694.90000000, 698.80000000, 703.10000000, 707.50000000, 711.50000000, 715.80000000, 720.30000000, 724.30000000, 728.30000000, 732.10000000, 736.20000000]
CE01ISSM-RID16-01-OPTAAD000 | A01158 | CE01ISSM-00002 | 2 | A00905 | ACS-170 | CC_acwo | [ -0.45366300, -0.24917100, -0.10095400, 0.00212400, 0.07605200, 0.13548400, 0.18354500, 0.22325200, 0.25855000, 0.29306900, 0.32766200, 0.35905300, 0.38977700, 0.41976100, 0.44975800, 0.47942500, 0.50789000, 0.53540800, 0.56291500, 0.58944100, 0.61578500, 0.64140400, 0.66628000, 0.68957300, 0.71172800, 0.73276200, 0.75339400, 0.77499200, 0.79699600, 0.81905700, 0.84115100, 0.86197800, 0.88221400, 0.90148100, 0.92025700, 0.93915000, 0.95737800, 0.97496900, 0.99081700, 1.00385500, 1.01342100, 1.01152800, 1.01190700, 1.00609500, 0.99405800, 0.98037900, 0.97316600, 0.97648700, 0.98658600, 0.99909800, 1.01173600, 1.02383100, 1.03559600, 1.04642000, 1.05560300, 1.06177100, 1.06370400, 1.06187600, 1.06032300, 1.06284200, 1.06848500, 1.07416300, 1.07648900, 1.07320200, 1.06217900, 1.03969700, 1.00503500, 0.95487600, 0.88531300, 0.79187200, 0.66844000, 0.50981600, 0.31443200, 0.07825300, -0.19198500, -0.46187600, -0.68560700]
CE01ISSM-RID16-01-OPTAAD000 | A01158 | CE01ISSM-00002 | 2 | A00905 | ACS-170 | CC_taarray | SheetRef:ACS170_CC_taarray
CE01ISSM-RID16-01-OPTAAD000 | A01158 | CE01ISSM-00002 | 2 | A00905 | ACS-170 | CC_tcarray | SheetRef:ACS170_CC_tcarray
CE01ISSM-MFD37-01-OPTAAD000 | A01158 | CE01ISSM-00002 | 2 | A01056 | ACS-182 | CC_cwlngth | [400.00000000, 403.00000000, 406.40000000, 409.80000000, 412.60000000, 416.20000000, 419.80000000, 424.00000000, 427.80000000, 431.70000000, 435.40000000, 439.10000000, 443.30000000, 447.80000000, 452.20000000, 456.20000000, 460.40000000, 464.70000000, 469.10000000, 473.40000000, 478.20000000, 482.70000000, 487.30000000, 491.40000000, 495.80000000, 500.30000000, 504.70000000, 509.50000000, 514.20000000, 519.10000000, 523.70000000, 527.90000000, 532.70000000, 536.80000000, 541.30000000, 545.60000000, 550.20000000, 554.80000000, 559.30000000, 564.00000000, 568.30000000, 572.50000000, 576.30000000, 580.30000000, 584.60000000, 589.00000000, 593.40000000, 597.90000000, 602.50000000, 607.20000000, 611.70000000, 616.50000000, 620.90000000, 625.20000000, 629.70000000, 634.20000000, 638.30000000, 643.00000000, 647.40000000, 651.70000000, 656.30000000, 660.80000000, 665.40000000, 669.60000000, 673.90000000, 678.10000000, 682.40000000, 686.30000000, 690.50000000, 694.50000000, 698.10000000, 702.10000000, 706.00000000, 709.70000000, 713.60000000, 717.60000000, 721.10000000, 724.90000000, 728.80000000, 732.30000000]
CE01ISSM-MFD37-01-OPTAAD000 | A01158 | CE01ISSM-00002 | 2 | A01056 | ACS-182 | CC_ccwo | [ -1.86830200, -1.23022600, -1.17959900, -1.09807600, -1.01600400, -0.94365300, -0.86661500, -0.79751800, -0.72831700, -0.66482400, -0.60080600, -0.54225500, -0.48607200, -0.42863900, -0.37813900, -0.32860700, -0.28326300, -0.24020400, -0.19680900, -0.15301700, -0.11517500, -0.07560700, -0.03756200, -0.00127200, 0.03683300, 0.07069600, 0.10073800, 0.13177400, 0.16025100, 0.18764600, 0.21506100, 0.23982000, 0.26541800, 0.28829200, 0.31269200, 0.33639200, 0.35945500, 0.38302600, 0.40485100, 0.42446500, 0.44327600, 0.45830900, 0.47046100, 0.47593600, 0.47818600, 0.47403300, 0.46345800, 0.44830700, 0.43829100, 0.43804900, 0.44604500, 0.45829800, 0.47105800, 0.48359100, 0.49510900, 0.50535600, 0.51501600, 0.52316700, 0.52671700, 0.52669000, 0.52309500, 0.52107300, 0.52344900, 0.52756600, 0.53341600, 0.53624100, 0.53224500, 0.52187500, 0.50112600, 0.47034400, 0.43097000, 0.37474400, 0.29865700, 0.20352600, 0.08036500, -0.07175800, -0.25780200, -0.47608400, -0.71543100, -0.94596500]
CE01ISSM-MFD37-01-OPTAAD000 | A01158 | CE01ISSM-00002 | 2 | A01056 | ACS-182 | CC_tcal | 22.7
CE01ISSM-MFD37-01-OPTAAD000 | A01158 | CE01ISSM-00002 | 2 | A01056 | ACS-182 | CC_tbins | [ 1.80117600, 2.44559500, 3.43639300, 4.44000000, 5.44666700, 6.48517200, 7.49680000, 8.50458300, 9.47695700, 10.52913000, 11.49296300, 12.48000000, 13.49043500, 14.51047600, 15.50111100, 16.50166700, 17.52000000, 18.47888900, 19.49263200, 20.49000000, 21.50812500, 22.50117600, 23.47882400, 24.54052600, 25.57750000, 26.47500000, 27.47578900, 28.48294100, 29.51685700, 30.49685700, 31.48687500, 32.46937500, 33.51406300, 34.48500000, 35.50424200, 36.51272700, 37.69014500]
CE01ISSM-MFD37-01-OPTAAD000 | A01158 | CE01ISSM-00002 | 2 | A01056 | ACS-182 | CC_awlngth | [400.50000000, 403.90000000, 407.10000000, 410.30000000, 413.40000000, 416.90000000, 420.60000000, 424.90000000, 428.80000000, 432.70000000, 436.30000000, 440.20000000, 444.20000000, 448.80000000, 453.20000000, 457.50000000, 461.50000000, 465.50000000, 469.90000000, 474.70000000, 479.60000000, 484.10000000, 488.50000000, 492.70000000, 496.80000000, 501.50000000, 505.90000000, 511.10000000, 515.60000000, 520.40000000, 524.90000000, 529.40000000, 533.70000000, 538.20000000, 542.70000000, 547.10000000, 551.70000000, 556.40000000, 561.00000000, 565.40000000, 569.80000000, 573.90000000, 578.30000000, 582.40000000, 586.80000000, 591.00000000, 595.50000000, 600.30000000, 604.80000000, 609.50000000, 614.00000000, 618.50000000, 622.90000000, 627.50000000, 631.90000000, 636.30000000, 640.50000000, 645.30000000, 649.60000000, 654.00000000, 658.50000000, 663.10000000, 667.50000000, 671.90000000, 676.20000000, 680.40000000, 684.50000000, 688.50000000, 692.60000000, 696.50000000, 700.40000000, 704.20000000, 708.10000000, 712.00000000, 715.70000000, 719.70000000, 723.30000000, 727.20000000, 730.50000000, 734.30000000]
CE01ISSM-MFD37-01-OPTAAD000 | A01158 | CE01ISSM-00002 | 2 | A01056 | ACS-182 | CC_acwo | [ -0.59179300, -0.48363800, -0.37763700, -0.31621600, -0.28155700, -0.25939500, -0.24359500, -0.22943900, -0.21484400, -0.19878100, -0.18027000, -0.16003100, -0.13788000, -0.11448800, -0.08891900, -0.06227800, -0.03465600, -0.00697400, 0.02104000, 0.04965100, 0.07921500, 0.10829800, 0.13766600, 0.16669500, 0.19522100, 0.22282200, 0.24950900, 0.27567200, 0.30292800, 0.33103600, 0.35923400, 0.38683800, 0.41396900, 0.44060000, 0.46693400, 0.49267100, 0.51810800, 0.54314400, 0.56770800, 0.59051300, 0.61088200, 0.62829000, 0.63820500, 0.64733900, 0.65130300, 0.64928300, 0.64189900, 0.63511700, 0.63633700, 0.64702200, 0.66317900, 0.68105300, 0.69904900, 0.71670400, 0.73349500, 0.74910000, 0.76321500, 0.77472900, 0.78182000, 0.78523000, 0.78815700, 0.79415900, 0.80345000, 0.81318400, 0.82102200, 0.82481100, 0.82192600, 0.81067900, 0.78909700, 0.75561600, 0.70873700, 0.64435400, 0.55903300, 0.44810200, 0.30854300, 0.13763900, -0.06642400, -0.29587500, -0.53200400, -0.73584700]
CE01ISSM-MFD37-01-OPTAAD000 | A01158 | CE01ISSM-00002 | 2 | A01056 | ACS-182 | CC_taarray | SheetRef:ACS182_CC_taarray
CE01ISSM-MFD37-01-OPTAAD000 | A01158 | CE01ISSM-00002 | 2 | A01056 | ACS-182 | CC_tcarray | SheetRef:ACS182_CC_tcarray
[9 empty] | CE01ISSM-SBD17-02-FLORTD000 | CE01ISSM-00002 | 2 | 1154 | CC_dark_counts_volume_scatter | 47
[9 empty] | CE01ISSM-SBD17-02-FLORTD000 | CE01ISSM-00002 | 2 | 1154 | CC_scale_factor_volume_scatter | 1.832e-06
[9 empty] | CE01ISSM-SBD17-02-FLORTD000 | CE01ISSM-00002 | 2 | 1154 | CC_dark_counts_chlorophyll_a | 45
[9 empty] | CE01ISSM-SBD17-02-FLORTD000 | CE01ISSM-00002 | 2 | 1154 | CC_scale_factor_chlorophyll_a | 0.0073
[9 empty] | CE01ISSM-SBD17-02-FLORTD000 | CE01ISSM-00002 | 2 | 1154 | CC_dark_counts_cdom | 44
[9 empty] | CE01ISSM-SBD17-02-FLORTD000 | CE01ISSM-00002 | 2 | 1154 | CC_scale_factor_cdom | 0.0904
[9 empty] | CE01ISSM-SBD17-02-FLORTD000 | CE01ISSM-00002 | 2 | 1154 | CC_scattering_angle | 117 | Constant
[9 empty] | CE01ISSM-SBD17-02-FLORTD000 | CE01ISSM-00002 | 2 | 1154 | CC_measurement_wavelength | 700 | Constant
[9 empty] | CE01ISSM-SBD17-02-FLORTD000 | CE01ISSM-00002 | 2 | 1154 | CC_angular_resolution | 1.08 | Constant
[9 empty] | CE01ISSM-SBD17-02-FLORTD000 | CE01ISSM-00002 | 2 | 1154 | CC_depolarization_ratio | 0.039 | Constant
CE01ISSM-RID16-02-FLORTD000 | A01158 | CE01ISSM-00002 | 2 | A00615 | 1153 | CC_dark_counts_volume_scatter | 49
CE01ISSM-RID16-02-FLORTD000 | A01158 | CE01ISSM-00002 | 2 | A00615 | 1153 | CC_scale_factor_volume_scatter | 1.837e-06
CE01ISSM-RID16-02-FLORTD000 | A01158 | CE01ISSM-00002 | 2 | A00615 | 1153 | CC_dark_counts_chlorophyll_a | 50
CE01ISSM-RID16-02-FLORTD000 | A01158 | CE01ISSM-00002 | 2 | A00615 | 1153 | CC_scale_factor_chlorophyll_a | 0.0073
CE01ISSM-RID16-02-FLORTD000 | A01158 | CE01ISSM-00002 | 2 | A00615 | 1153 | CC_dark_counts_cdom | 43
CE01ISSM-RID16-02-FLORTD000 | A01158 | CE01ISSM-00002 | 2 | A00615 | 1153 | CC_scale_factor_cdom | 0.0896
CE01ISSM-RID16-02-FLORTD000 | A01158 | CE01ISSM-00002 | 2 | A00615 | 1153 | CC_scattering_angle | 117 | Constant
CE01ISSM-RID16-02-FLORTD000 | A01158 | CE01ISSM-00002 | 2 | A00615 | 1153 | CC_measurement_wavelength | 700 | Constant
CE01ISSM-RID16-02-FLORTD000 | A01158 | CE01ISSM-00002 | 2 | A00615 | 1153 | CC_angular_resolution | 1.08 | Constant
CE01ISSM-RID16-02-FLORTD000 | A01158 | CE01ISSM-00002 | 2 | A00615 | 1153 | CC_depolarization_ratio | 0.039 | Constant
[9 empty] | CE01ISSM-RID16-03-CTDBPC000 | CE01ISSM-00002 | 2 | 50011 | CC_lat | 44.6584
[9 empty] | CE01ISSM-RID16-03-CTDBPC000 | CE01ISSM-00002 | 2 | 50011 | CC_lon | -124.0956
[9 empty] | CE01ISSM-RID16-03-CTDBPC000 | CE01ISSM-00002 | 2 | 50011 | CC_a0 | 0.0012765
[9 empty] | CE01ISSM-RID16-03-CTDBPC000 | CE01ISSM-00002 | 2 | 50011 | CC_a1 | 0.00026904
[9 empty] | CE01ISSM-RID16-03-CTDBPC000 | CE01ISSM-00002 | 2 | 50011 | CC_a2 | -5.5916e-07
[9 empty] | CE01ISSM-RID16-03-CTDBPC000 | CE01ISSM-00002 | 2 | 50011 | CC_a3 | 1.5777e-07
[9 empty] | CE01ISSM-RID16-03-CTDBPC000 | CE01ISSM-00002 | 2 | 50011 | CC_ptempa0 | -58.8545
[9 empty] | CE01ISSM-RID16-03-CTDBPC000 | CE01ISSM-00002 | 2 | 50011 | CC_ptempa1 | 54.2558
[9 empty] | CE01ISSM-RID16-03-CTDBPC000 | CE01ISSM-00002 | 2 | 50011 | CC_ptempa2 | -0.55724
[9 empty] | CE01ISSM-RID16-03-CTDBPC000 | CE01ISSM-00002 | 2 | 50011 | CC_ptca0 | 524431.278
[9 empty] | CE01ISSM-RID16-03-CTDBPC000 | CE01ISSM-00002 | 2 | 50011 | CC_ptca1 | -21.8877
[9 empty] | CE01ISSM-RID16-03-CTDBPC000 | CE01ISSM-00002 | 2 | 50011 | CC_ptca2 | 0.31121
[9 empty] | CE01ISSM-RID16-03-CTDBPC000 | CE01ISSM-00002 | 2 | 50011 | CC_ptcb0 | 25.0263
[9 empty] | CE01ISSM-RID16-03-CTDBPC000 | CE01ISSM-00002 | 2 | 50011 | CC_ptcb1 | -0.00035
[9 empty] | CE01ISSM-RID16-03-CTDBPC000 | CE01ISSM-00002 | 2 | 50011 | CC_ptcb2 | 0
[9 empty] | CE01ISSM-RID16-03-CTDBPC000 | CE01ISSM-00002 | 2 | 50011 | CC_pa0 | -0.15968
[9 empty] | CE01ISSM-RID16-03-CTDBPC000 | CE01ISSM-00002 | 2 | 50011 | CC_pa1 | 0.00048866
[9 empty] | CE01ISSM-RID16-03-CTDBPC000 | CE01ISSM-00002 | 2 | 50011 | CC_pa2 | -5.8761e-12
[9 empty] | CE01ISSM-RID16-03-CTDBPC000 | CE01ISSM-00002 | 2 | 50011 | CC_g | -0.97196
[9 empty] | CE01ISSM-RID16-03-CTDBPC000 | CE01ISSM-00002 | 2 | 50011 | CC_h | 0.13859
[9 empty] | CE01ISSM-RID16-03-CTDBPC000 | CE01ISSM-00002 | 2 | 50011 | CC_i | -0.00027013
[9 empty] | CE01ISSM-RID16-03-CTDBPC000 | CE01ISSM-00002 | 2 | 50011 | CC_j | 3.8802e-05
[9 empty] | CE01ISSM-RID16-03-CTDBPC000 | CE01ISSM-00002 | 2 | 50011 | CC_cpcor | -9.57e-08
[9 empty] | CE01ISSM-RID16-03-CTDBPC000 | CE01ISSM-00002 | 2 | 50011 | CC_ctcor | 3.25e-06
CE01ISSM-RID16-03-CTDBPC000 | A01158 | CE01ISSM-00002 | 2 | A01031 | 16-50010 | CC_lat | 44.6584
CE01ISSM-RID16-03-CTDBPC000 | A01158 | CE01ISSM-00002 | 2 | A01031 | 16-50010 | CC_lon | -124.0956
CE01ISSM-RID16-03-CTDBPC000 | A01158 | CE01ISSM-00002 | 2 | A01031 | 16-50010 | CC_a0 | 0.0012473
CE01ISSM-RID16-03-CTDBPC000 | A01158 | CE01ISSM-00002 | 2 | A01031 | 16-50010 | CC_a1 | 0.00027513
CE01ISSM-RID16-03-CTDBPC000 | A01158 | CE01ISSM-00002 | 2 | A01031 | 16-50010 | CC_a2 | -1.1649e-06
CE01ISSM-RID16-03-CTDBPC000 | A01158 | CE01ISSM-00002 | 2 | A01031 | 16-50010 | CC_a3 | 1.8285e-07
CE01ISSM-RID16-03-CTDBPC000 | A01158 | CE01ISSM-00002 | 2 | A01031 | 16-50010 | CC_ptempa0 | -60.959
CE01ISSM-RID16-03-CTDBPC000 | A01158 | CE01ISSM-00002 | 2 | A01031 | 16-50010 | CC_ptempa1 | 54.6315
CE01ISSM-RID16-03-CTDBPC000 | A01158 | CE01ISSM-00002 | 2 | A01031 | 16-50010 | CC_ptempa2 | -0.80725
CE01ISSM-RID16-03-CTDBPC000 | A01158 | CE01ISSM-00002 | 2 | A01031 | 16-50010 | CC_ptca0 | 524737.089
CE01ISSM-RID16-03-CTDBPC000 | A01158 | CE01ISSM-00002 | 2 | A01031 | 16-50010 | CC_ptca1 | 17.6292
CE01ISSM-RID16-03-CTDBPC000 | A01158 | CE01ISSM-00002 | 2 | A01031 | 16-50010 | CC_ptca2 | -0.43792
CE01ISSM-RID16-03-CTDBPC000 | A01158 | CE01ISSM-00002 | 2 | A01031 | 16-50010 | CC_ptcb0 | 25.0671
CE01ISSM-RID16-03-CTDBPC000 | A01158 | CE01ISSM-00002 | 2 | A01031 | 16-50010 | CC_ptcb1 | 2.5e-05
CE01ISSM-RID16-03-CTDBPC000 | A01158 | CE01ISSM-00002 | 2 | A01031 | 16-50010 | CC_ptcb2 | 0
CE01ISSM-RID16-03-CTDBPC000 | A01158 | CE01ISSM-00002 | 2 | A01031 | 16-50010 | CC_pa0 | 0.086
CE01ISSM-RID16-03-CTDBPC000 | A01158 | CE01ISSM-00002 | 2 | A01031 | 16-50010 | CC_pa1 | 0.00048843
CE01ISSM-RID16-03-CTDBPC000 | A01158 | CE01ISSM-00002 | 2 | A01031 | 16-50010 | CC_pa2 | -6.8426e-12
CE01ISSM-RID16-03-CTDBPC000 | A01158 | CE01ISSM-00002 | 2 | A01031 | 16-50010 | CC_g | -0.9933
CE01ISSM-RID16-03-CTDBPC000 | A01158 | CE01ISSM-00002 | 2 | A01031 | 16-50010 | CC_h | 0.1385
CE01ISSM-RID16-03-CTDBPC000 | A01158 | CE01ISSM-00002 | 2 | A01031 | 16-50010 | CC_i | -0.00022705
CE01ISSM-RID16-03-CTDBPC000 | A01158 | CE01ISSM-00002 | 2 | A01031 | 16-50010 | CC_j | 3.5401e-05
CE01ISSM-RID16-03-CTDBPC000 | A01158 | CE01ISSM-00002 | 2 | A01031 | 16-50010 | CC_cpcor | -9.57e-08
CE01ISSM-RID16-03-CTDBPC000 | A01158 | CE01ISSM-00002 | 2 | A01031 | 16-50010 | CC_ctcor | 3.25e-06
CE01ISSM-MFD37-03-CTDBPC000 | A01158 | CE01ISSM-00002 | 2 | A01034 | 16-50015 | CC_lat | 44.6584
CE01ISSM-MFD37-03-CTDBPC000 | A01158 | CE01ISSM-00002 | 2 | A01034 | 16-50015 | CC_lon | -124.0956
CE01ISSM-MFD37-03-CTDBPC000 | A01158 | CE01ISSM-00002 | 2 | A01034 | 16-50015 | CC_a0 | 0.0012589
CE01ISSM-MFD37-03-CTDBPC000 | A01158 | CE01ISSM-00002 | 2 | A01034 | 16-50015 | CC_a1 | 0.00027385
CE01ISSM-MFD37-03-CTDBPC000 | A01158 | CE01ISSM-00002 | 2 | A01034 | 16-50015 | CC_a2 | -1.1231e-06
CE01ISSM-MFD37-03-CTDBPC000 | A01158 | CE01ISSM-00002 | 2 | A01034 | 16-50015 | CC_a3 | 1.8295e-07
CE01ISSM-MFD37-03-CTDBPC000 | A01158 | CE01ISSM-00002 | 2 | A01034 | 16-50015 | CC_ptempa0 | -58.695
CE01ISSM-MFD37-03-CTDBPC000 | A01158 | CE01ISSM-00002 | 2 | A01034 | 16-50015 | CC_ptempa1 | 54.6728
CE01ISSM-MFD37-03-CTDBPC000 | A01158 | CE01ISSM-00002 | 2 | A01034 | 16-50015 | CC_ptempa2 | -0.63764
CE01ISSM-MFD37-03-CTDBPC000 | A01158 | CE01ISSM-00002 | 2 | A01034 | 16-50015 | CC_ptca0 | 524643.366
CE01ISSM-MFD37-03-CTDBPC000 | A01158 | CE01ISSM-00002 | 2 | A01034 | 16-50015 | CC_ptca1 | 24.0752
CE01ISSM-MFD37-03-CTDBPC000 | A01158 | CE01ISSM-00002 | 2 | A01034 | 16-50015 | CC_ptca2 | -0.5934
CE01ISSM-MFD37-03-CTDBPC000 | A01158 | CE01ISSM-00002 | 2 | A01034 | 16-50015 | CC_ptcb0 | 25.0276
CE01ISSM-MFD37-03-CTDBPC000 | A01158 | CE01ISSM-00002 | 2 | A01034 | 16-50015 | CC_ptcb1 | -0.000675
CE01ISSM-MFD37-03-CTDBPC000 | A01158 | CE01ISSM-00002 | 2 | A01034 | 16-50015 | CC_ptcb2 | 0
CE01ISSM-MFD37-03-CTDBPC000 | A01158 | CE01ISSM-00002 | 2 | A01034 | 16-50015 | CC_pa0 | 0.12044
CE01ISSM-MFD37-03-CTDBPC000 | A01158 | CE01ISSM-00002 | 2 | A01034 | 16-50015 | CC_pa1 | 0.00048853
CE01ISSM-MFD37-03-CTDBPC000 | A01158 | CE01ISSM-00002 | 2 | A01034 | 16-50015 | CC_pa2 | -6.5795e-12
CE01ISSM-MFD37-03-CTDBPC000 | A01158 | CE01ISSM-00002 | 2 | A01034 | 16-50015 | CC_g | -0.98973
CE01ISSM-MFD37-03-CTDBPC000 | A01158 | CE01ISSM-00002 | 2 | A01034 | 16-50015 | CC_h | 0.13867
CE01ISSM-MFD37-03-CTDBPC000 | A01158 | CE01ISSM-00002 | 2 | A01034 | 16-50015 | CC_i | -0.00020334
CE01ISSM-MFD37-03-CTDBPC000 | A01158 | CE01ISSM-00002 | 2 | A01034 | 16-50015 | CC_j | 3.399e-05
CE01ISSM-MFD37-03-CTDBPC000 | A01158 | CE01ISSM-00002 | 2 | A01034 | 16-50015 | CC_cpcor | -9.57e-08
CE01ISSM-MFD37-03-CTDBPC000 | A01158 | CE01ISSM-00002 | 2 | A01034 | 16-50015 | CC_ctcor | 3.25e-06
CE01ISSM-RID16-03-DOSTAD000 | A01158 | CE01ISSM-00002 | 2 | A00429 | 219 | CC_lat | 44.6584
CE01ISSM-RID16-03-DOSTAD000 | A01158 | CE01ISSM-00002 | 2 | A00429 | 219 | CC_lon | -124.0956
CE01ISSM-RID16-03-DOSTAD000 | A01158 | CE01ISSM-00002 | 2 | A00429 | 219 | CC_csv | [3.151368E-03,1.331199E-04,2.608421E-06,2.324704E+02,-3.129184E-01,-5.733898E+01,4.543627E+00]
CE01ISSM-MFD37-04-DOSTAD000 | A01158 | CE01ISSM-00002 | 2 | A00804 | 311 | CC_lat | 44.6584
CE01ISSM-MFD37-04-DOSTAD000 | A01158 | CE01ISSM-00002 | 2 | A00804 | 311 | CC_lon | -124.0956
CE01ISSM-MFD37-04-DOSTAD000 | A01158 | CE01ISSM-00002 | 2 | A00804 | 311 | CC_csv | [2.853459E-03,1.204889E-04,2.388215E-06,2.308258E+02,-3.418438E-01,-5.570005E+01,4.565417E+00]
CE01ISSM-RID16-07-NUTNRB000 | A01158 | CE01ISSM-00002 | 2 | A00123 | 254 | CC_lower_wavelength_limit_for_spectra_fit | 217 | Constant
CE01ISSM-RID16-07-NUTNRB000 | A01158 | CE01ISSM-00002 | 2 | A00123 | 254 | CC_upper_wavelength_limit_for_spectra_fit | 240 | Constant
CE01ISSM-RID16-07-NUTNRB000 | A01158 | CE01ISSM-00002 | 2 | A00123 | 254 | CC_cal_temp | 19.9874
CE01ISSM-RID16-07-NUTNRB000 | A01158 | CE01ISSM-00002 | 2 | A00123 | 254 | CC_wl | [189.06, 189.86, 190.66, 191.45, 192.25, 193.05, 193.85, 194.65, 195.45, 196.25, 197.05, 197.85, 198.65, 199.46, 200.26, 201.06, 201.86, 202.66, 203.47, 204.27, 205.07, 205.87, 206.68, 207.48, 208.29, 209.09, 209.89, 210.7, 211.5, 212.31, 213.11, 213.92, 214.72, 215.53, 216.34, 217.14, 217.95, 218.76, 219.56, 220.37, 221.18, 221.98, 222.79, 223.6, 224.41, 225.21, 226.02, 226.83, 227.64, 228.45, 229.26, 230.07, 230.88, 231.69, 232.5, 233.31, 234.12, 234.93, 235.74, 236.55, 237.36, 238.17, 238.98, 239.79, 240.6, 241.41, 242.23, 243.04, 243.85, 244.66, 245.47, 246.29, 247.1, 247.91, 248.72, 249.54, 250.35, 251.16, 251.98, 252.79, 253.6, 254.42, 255.23, 256.04, 256.86, 257.67, 258.49, 259.3, 260.11, 260.93, 261.74, 262.56, 263.37, 264.19, 265.0, 265.82, 266.63, 267.45, 268.26, 269.08, 269.89, 270.71, 271.52, 272.34, 273.16, 273.97, 274.79, 275.6, 276.42, 277.24, 278.05, 278.87, 279.68, 280.5, 281.32, 282.13, 282.95, 283.77, 284.58, 285.4, 286.22, 287.03, 287.85, 288.67, 289.48, 290.3, 291.12, 291.93, 292.75, 293.57, 294.39, 295.2, 296.02, 296.84, 297.65, 298.47, 299.29, 300.1, 300.92, 301.74, 302.56, 303.37, 304.19, 305.01, 305.82, 306.64, 307.46, 308.28, 309.09, 309.91, 310.73, 311.54, 312.36, 313.18, 314.0, 314.81, 315.63, 316.45, 317.26, 318.08, 318.9, 319.71, 320.53, 321.35, 322.16, 322.98, 323.8, 324.61, 325.43, 326.25, 327.06, 327.88, 328.7, 329.51, 330.33, 331.14, 331.96, 332.78, 333.59, 334.41, 335.22, 336.04, 336.85, 337.67, 338.49, 339.3, 340.12, 340.93, 341.75, 342.56, 343.38, 344.19, 345.01, 345.82, 346.64, 347.45, 348.26, 349.08, 349.89, 350.71, 351.52, 352.33, 353.15, 353.96, 354.78, 355.59, 356.4, 357.21, 358.03, 358.84, 359.65, 360.47, 361.28, 362.09, 362.9, 363.72, 364.53, 365.34, 366.15, 366.96, 367.77, 368.58, 369.4, 370.21, 371.02, 371.83, 372.64, 373.45, 374.26, 375.07, 375.88, 376.69, 377.5, 378.31, 379.12, 379.93, 380.73, 381.54, 382.35, 383.16, 383.97, 384.77, 385.58, 386.39, 387.2, 388.0, 388.81, 389.62, 390.42, 391.23, 392.04, 392.84, 393.65, 394.45, 395.26, 396.06]
CE01ISSM-RID16-07-NUTNRB000 | A01158 | CE01ISSM-00002 | 2 | A00123 | 254 | CC_eno3 | [-0.00423574, 0.01255664, 0.0031298, -0.01286367, 0.00368751, 0.0044478, 0.00434668, 0.00805102, 0.00056418, -0.00021825, 0.00936494, 0.00568953, 0.01954134, 0.00864978, -0.00262708, 0.00173375, 0.00083604, 0.00201455, -0.00044569, 0.00068743, 0.00307927, 0.00206418, 0.0039937, 0.00498861, 0.00624223, 0.00564983, 0.00597689, 0.00640911, 0.00644565, 0.00627067, 0.00599907, 0.00570427, 0.00538376, 0.00509586, 0.00476756, 0.00446464, 0.00415576, 0.00384965, 0.0035342, 0.0032407, 0.00293086, 0.00265702, 0.00239227, 0.00213521, 0.00189453, 0.00167857, 0.00146985, 0.00127422, 0.00109977, 0.00095575, 0.0008145, 0.00068386, 0.00057383, 0.0004765, 0.00039558, 0.00031928, 0.00026585, 0.00021666, 0.00016426, 0.00013238, 0.00010266, 0.00008237, 0.00006219, 0.00004286, 0.00003234, 0.00001877, 0.00000127, 0.00000182, -0.00000024, -0.0000102, -0.0000116, -0.00001712, -0.00000861, -0.00001065, -0.00001549, -0.00000186, -0.00000091, -0.00000975, 0.00000682, -0.00001599, -0.00000253, 0.00001296, -0.00000167, 0.00000209, 0.00000648, 0.00001626, 0.00000403, 0.00000378, 0.00000161, 0.00002376, 0.00001967, 0.00002056, 0.00002987, 0.00001469, 0.00004833, 0.00003637, 0.00002834, 0.00003767, 0.00003658, 0.00005089, 0.00005197, 0.00004132, 0.00005291, 0.00006313, 0.00005726, 0.00005864, 0.0000667, 0.00005727, 0.00007747, 0.00007044, 0.00008011, 0.00008222, 0.00007569, 0.00009428, 0.00010332, 0.00011261, 0.00010753, 0.0001272, 0.00011544, 0.00010463, 0.00010771, 0.00011434, 0.00009888, 0.00009524, 0.00012212, 0.00009077, 0.000102, 0.0001402, 0.00012662, 0.00013107, 0.00016298, 0.00013714, 0.00013065, 0.00013344, 0.00015909, 0.0001513, 0.00018237, 0.00016071, 0.0001732, 0.00019661, 0.00019303, 0.00018089, 0.00018269, 0.00017463, 0.00019242, 0.00018529, 0.00019006, 0.00019489, 0.00018537, 0.00018767, 0.00019065, 0.00019503, 0.00019327, 0.00019986, 0.00019865, 0.00021824, 0.00021872, 0.0002335, 0.00023169, 0.00021075, 0.00020938, 0.00023604, 0.00023221, 0.000222, 0.00022803, 0.00021761, 0.00022248, 0.00023853, 0.00020179, 0.00022609, 0.00025045, 0.00025125, 0.0002506, 0.00025497, 0.00029852, 0.00027778, 0.00031515, 0.00025005, 0.00025862, 0.00025848, 0.00025366, 0.00026252, 0.00033388, 0.0002902, 0.00026923, 0.00030119, 0.00030107, 0.00027241, 0.00030727, 0.00030178, 0.00029088, 0.00029192, 0.00026096, 0.00032259, 0.00030032, 0.00028129, 0.00030773, 0.00032162, 0.00034484, 0.0003162, 0.00031339, 0.00038015, 0.00037387, 0.00032745, 0.00032454, 0.00031392, 0.00032233, 0.00033868, 0.00029821, 0.00034828, 0.0003471, 0.00028471, 0.00029075, 0.00033037, 0.0003264, 0.00038054, 0.00038367, 0.00033967, 0.00038538, 0.00040949, 0.00039648, 0.00041453, 0.00041319, 0.00039359, 0.00037239, 0.00034148, 0.00041135, 0.00030909, 0.00037868, 0.00026947, 0.00025658, 0.00031777, 0.00028922, 0.00033988, 0.00041329, 0.0004579, 0.00043306, 0.00049143, 0.00047722, 0.00048891, 0.00053658, 0.00052539, 0.00044738, 0.00043776, 0.00046609, 0.00049094, 0.00042829, 0.00039929, 0.00047404, 0.00047249, 0.00035971, 0.00063715, 0.00050831, 0.00047557, 0.00048552, 0.0004883]
CE01ISSM-RID16-07-NUTNRB000 | A01158 | CE01ISSM-00002 | 2 | A00123 | 254 | CC_eswa | [0.01671973, 0.01681468, 0.01520752, 0.01851526, 0.00150403, -0.0010221, 0.00045279, 0.00205627, 0.0019058, 0.01028396, 0.01250879, 0.01324069, 0.01995582, 0.0267978, 0.0502928, 0.04838937, 0.05501088, 0.05720171, 0.06049138, 0.06133839, 0.06068314, 0.05929613, 0.05908172, 0.05486593, 0.04969796, 0.04434613, 0.03839805, 0.03247157, 0.02697219, 0.02222372, 0.01813296, 0.01476584, 0.01195739, 0.00957149, 0.00767629, 0.00608915, 0.00484418, 0.00383118, 0.00301643, 0.00237681, 0.00187738, 0.00147185, 0.00113278, 0.00088909, 0.00070353, 0.00054702, 0.00041911, 0.00032827, 0.00025601, 0.00019995, 0.00016634, 0.0001294, 0.00010583, 0.00008646, 0.00007767, 0.00005946, 0.00004337, 0.00004529, 0.00003959, 0.00004043, 0.00002365, 0.00001363, 0.00001718, 0.00000427, -0.00000148, -0.00000198, 0.00000548, 0.00000516, 0.00000147, 0.00000612, -0.00000903, 0.00000518, -0.00001621, -0.00000514, -0.00000068, -0.00000595, 0.00000299, 0.0000098, -0.00000012, 0.00001218, -0.00000041, 0.0000013, 0.00000083, -0.00000483, -0.0000028, -0.00001681, 0.00001213, 0.00000278, 0.00000639, -0.00000619, 0.0000058, 0.00000843, 0.00001873, 0.00001661, 0.00000101, 0.00002114, 0.00001767, 0.00000866, 0.00000725, 0.0000017, 0.00000908, 0.00001604, 0.00001815, 0.00000363, 0.00003232, 0.00002629, 0.00003148, 0.00003906, 0.00002609, 0.00004273, 0.00001882, 0.00002695, 0.00003543, 0.00003807, 0.00004983, 0.0000013, 0.0000379, 0.00001808, 0.00004749, 0.00001356, 0.00005162, 0.00005071, 0.00005084, 0.00008117, 0.00004977, 0.00008558, 0.00007876, 0.00004135, 0.00004828, 0.00005089, 0.00003901, 0.00007163, 0.00007511, 0.00006394, 0.00006102, 0.00008834, 0.00006538, 0.00005862, 0.00006288, 0.00004997, 0.00005601, 0.00007994, 0.00010405, 0.00011557, 0.00009826, 0.00011443, 0.00009968, 0.00011571, 0.00011977, 0.0001142, 0.00010674, 0.0001178, 0.00013587, 0.00013126, 0.00012171, 0.00011872, 0.00010404, 0.00010175, 0.00012206, 0.0001664, 0.00015035, 0.00014406, 0.00016694, 0.00020662, 0.00018378, 0.00020977, 0.00022551, 0.00021639, 0.00018579, 0.00021152, 0.0001858, 0.00023225, 0.0001851, 0.00018605, 0.00017728, 0.00022467, 0.00014933, 0.00019476, 0.000201, 0.00020746, 0.00024158, 0.00018712, 0.00015954, 0.00022681, 0.00021627, 0.00020926, 0.00019392, 0.00028749, 0.00026045, 0.00028031, 0.00025648, 0.00025321, 0.00028216, 0.00026816, 0.00029766, 0.00028345, 0.00026231, 0.00026106, 0.00022378, 0.00030804, 0.00028644, 0.00026011, 0.00026087, 0.00032847, 0.00027384, 0.00023505, 0.00030352, 0.00033272, 0.00036476, 0.00030571, 0.00031608, 0.00039811, 0.00038216, 0.00032246, 0.00032018, 0.00026515, 0.00031232, 0.00035007, 0.00028104, 0.00030242, 0.00039677, 0.00035903, 0.00027311, 0.00033603, 0.00043241, 0.00037984, 0.00036206, 0.00041072, 0.00045458, 0.00050451, 0.00047561, 0.00049966, 0.00051672, 0.00051793, 0.00044836, 0.00038042, 0.00039977, 0.00033085, 0.00034035, 0.00036511, 0.00029956, 0.00030952, 0.00028983, 0.00039255, 0.0003638, 0.00038143, 0.00053308, 0.00056481, 0.00049771, 0.000446, 0.0005725, 0.00036455, 0.0005148, 0.00049388, 0.00042848, 0.00043179]
CE01ISSM-RID16-07-NUTNRB000 | A01158 | CE01ISSM-00002 | 2 | A00123 | 254 | CC_di | [33.45824256, 35.97676107, 34.23602033, 40.23602033, 43.93972404, 41.45824256, 44.82861293, 45.6063907, 48.79157589, 51.6063907, 53.01379811, 62.93972404, 94.49527959, 213.71750182, 519.71750182, 1186.01379811, 2385.23602033, 4223.34713145, 6560.97676107, 9016.75453885, 11127.12490922, 12665.38416848, 13652.01379811, 14229.97676107, 14607.53231663, 14961.902687, 15369.97676107, 15918.86564996, 16647.71750182, 17574.27305737, 18751.68046478, 20124.27305737, 21706.38416848, 23460.97676107, 25262.68046478, 27049.75453885, 28815.31009441, 30374.97676107, 31539.31009441, 32328.71750182, 32597.53231663, 32324.902687, 31447.27305737, 30594.27305737, 29541.23602033, 28310.01379811, 27130.42120552, 26122.16194626, 25304.31009441, 24718.05083515, 24365.27305737, 24267.82861293, 24362.68046478, 24688.86564996, 25208.16194626, 25912.97676107, 26773.16194626, 27788.23602033, 28922.68046478, 30178.56935367, 31492.42120552, 32773.27305737, 34051.79157589, 35203.82861293, 36144.53231663, 36845.38416848, 37212.56935367, 37181.05083515, 36763.08787219, 35968.31009441, 34820.1989833, 33424.82861293, 31816.34713145, 30125.93972404, 28423.45824256, 26774.12490922, 25220.82861293, 23816.45824256, 22559.31009441, 21440.82861293, 20469.05083515, 19619.27305737, 18910.82861293, 18330.56935367, 17858.75453885, 17499.68046478, 17246.23602033, 17087.12490922, 17027.08787219, 17062.56935367, 17165.27305737, 17357.6063907, 17615.42120552, 17922.93972404, 18299.12490922, 18710.16194626, 19125.49527959, 19532.45824256, 19912.71750182, 20226.6063907, 20458.05083515, 20571.6063907, 20551.68046478, 20392.902687, 20073.12490922, 19623.42120552, 19068.902687, 18421.56935367, 17719.01379811, 16990.08787219, 16261.56935367, 15558.1989833, 14891.93972404, 14276.31009441, 13710.86564996, 13221.93972404, 12775.49527959, 12399.97676107, 12079.6063907, 11810.93972404, 11598.23602033, 11447.71750182, 11331.86564996, 11283.1989833, 11278.93972404, 11309.97676107, 11389.86564996, 11508.49527959, 11657.902687, 11849.902687, 12056.75453885, 12295.68046478, 12568.16194626, 12847.23602033, 13128.64342774, 13463.82861293, 13778.12490922, 14082.6063907, 14404.05083515, 14694.27305737, 14969.82861293, 15219.82861293, 15437.71750182, 15627.08787219, 15755.49527959, 15849.31009441, 15875.902687, 15864.53231663, 15774.93972404, 15629.64342774, 15431.42120552, 15174.1989833, 14883.6063907, 14557.16194626, 14180.82861293, 13797.53231663, 13394.42120552, 12975.6063907, 12559.38416848, 12155.97676107, 11742.56935367, 11353.1989833, 10984.79157589, 10630.6063907, 10297.1989833, 9985.79157589, 9688.12490922, 9412.42120552, 9135.71750182, 8878.12490922, 8623.34713145, 8382.75453885, 8152.49527959, 7945.79157589, 7743.93972404, 7567.01379811, 7406.6063907, 7255.68046478, 7126.42120552, 7014.16194626, 6906.34713145, 6808.93972404, 6721.16194626, 6636.1989833, 6551.27305737, 6463.08787219, 6380.45824256, 6305.05083515, 6226.71750182, 6147.79157589, 6070.6063907, 6009.64342774, 5951.53231663, 5904.01379811, 5859.71750182, 5814.6063907, 5776.53231663, 5738.53231663, 5708.902687, 5686.38416848, 5658.31009441, 5635.42120552, 5613.53231663, 5588.45824256, 5561.86564996, 5534.31009441, 5507.05083515, 5465.1989833, 5425.93972404, 5378.34713145, 5323.01379811, 5262.97676107, 5193.34713145, 5118.64342774, 5041.42120552, 4952.93972404, 4867.64342774, 4782.38416848, 4693.64342774, 4599.12490922, 4498.86564996, 4376.86564996, 4251.68046478, 4121.6063907, 3999.01379811, 3881.42120552, 3773.16194626, 3673.01379811, 3582.05083515, 3496.56935367, 3414.71750182, 3344.75453885, 3277.05083515, 3220.53231663, 3168.38416848, 3096.08787219, 3015.1989833, 2930.1989833, 2856.86564996, 2791.56935367, 2726.68046478, 2669.68046478, 2617.49527959, 2575.45824256, 2533.68046478, 2503.56935367, 2466.64342774, 2431.82861293, 2403.71750182, 2388.75453885, 2350.53231663, 2275.1989833, 2142.01379811, 1950.12490922, 1717.6063907, 1717.6063907]
CE01ISSM-RID16-08-SPKIRB000 | A01158 | CE01ISSM-00002 | 2 | A00436 | 243 | CC_immersion_factor | [1.368, 1.41, 1.365, 1.354, 1.372, 1.322, 1.347]
CE01ISSM-RID16-08-SPKIRB000 | A01158 | CE01ISSM-00002 | 2 | A00436 | 243 | CC_offset | [2147109755.7, 2147537688.2, 2147522167.0, 2147002415.0, 2147493766.5, 2147889162.6, 2147630163.7]
CE01ISSM-RID16-08-SPKIRB000 | A01158 | CE01ISSM-00002 | 2 | A00436 | 243 | CC_scale | [0.000000204851476762, 0.000000203930937043, 0.0000002031234186, 0.000000204001605479, 0.000000217271778721, 0.000000205374015698, 0.000000212969960434]
CE01ISSM-MFD35-04-ADCPTM000 | A01158 | CE01ISSM-00002 | 2 | A01051 | 21517 | CC_depth | 25000
CE01ISSM-MFD35-04-ADCPTM000 | A01158 | CE01ISSM-00002 | 2 | A01051 | 21517 | CC_lat | 44.6584
CE01ISSM-MFD35-04-ADCPTM000 | A01158 | CE01ISSM-00002 | 2 | A01051 | 21517 | CC_lon | -124.0956
CE01ISSM-MFD35-04-ADCPTM000 | A01158 | CE01ISSM-00002 | 2 | A01051 | 21517 | CC_scale_factor1 | 0.45
CE01ISSM-MFD35-04-ADCPTM000 | A01158 | CE01ISSM-00002 | 2 | A01051 | 21517 | CC_scale_factor2 | 0.45
CE01ISSM-MFD35-04-ADCPTM000 | A01158 | CE01ISSM-00002 | 2 | A01051 | 21517 | CC_scale_factor3 | 0.45
CE01ISSM-MFD35-04-ADCPTM000 | A01158 | CE01ISSM-00002 | 2 | A01051 | 21517 | CC_scale_factor4 | 0.45
CE01ISSM-MFD35-01-VEL3DD000 | A01158 | CE01ISSM-00002 | 2 | A01027 | 11090 | CC_lat | 44.6584
CE01ISSM-MFD35-01-VEL3DD000 | A01158 | CE01ISSM-00002 | 2 | A01027 | 11090 | CC_lon | -124.0956
CE01ISSM-MFD35-02-PRESFA000 | A01158 | CE01ISSM-00002 | 2 | A01011 | 26P76848-1382 | CC_c1 | 601.7697
CE01ISSM-MFD35-02-PRESFA000 | A01158 | CE01ISSM-00002 | 2 | A01011 | 26P76848-1382 | CC_c2 | 4.9606
CE01ISSM-MFD35-02-PRESFA000 | A01158 | CE01ISSM-00002 | 2 | A01011 | 26P76848-1382 | CC_c3 | -1135.396
CE01ISSM-MFD35-02-PRESFA000 | A01158 | CE01ISSM-00002 | 2 | A01011 | 26P76848-1382 | CC_d1 | 0.026914
CE01ISSM-MFD35-02-PRESFA000 | A01158 | CE01ISSM-00002 | 2 | A01011 | 26P76848-1382 | CC_d2 | 0
CE01ISSM-MFD35-02-PRESFA000 | A01158 | CE01ISSM-00002 | 2 | A01011 | 26P76848-1382 | CC_offset_correction_factor | 0 | Constant
CE01ISSM-MFD35-02-PRESFA000 | A01158 | CE01ISSM-00002 | 2 | A01011 | 26P76848-1382 | CC_pressure_offset_calibration_coefficient | 0
CE01ISSM-MFD35-02-PRESFA000 | A01158 | CE01ISSM-00002 | 2 | A01011 | 26P76848-1382 | CC_slope_correction_factor | 1 | Constant
CE01ISSM-MFD35-02-PRESFA000 | A01158 | CE01ISSM-00002 | 2 | A01011 | 26P76848-1382 | CC_t1 | 27.8108
CE01ISSM-MFD35-02-PRESFA000 | A01158 | CE01ISSM-00002 | 2 | A01011 | 26P76848-1382 | CC_t2 | 0.55914
CE01ISSM-MFD35-02-PRESFA000 | A01158 | CE01ISSM-00002 | 2 | A01011 | 26P76848-1382 | CC_t3 | 19.9077
CE01ISSM-MFD35-02-PRESFA000 | A01158 | CE01ISSM-00002 | 2 | A01011 | 26P76848-1382 | CC_t4 | 35.6658
CE01ISSM-MFD35-02-PRESFA000 | A01158 | CE01ISSM-00002 | 2 | A01011 | 26P76848-1382 | CC_u0 | 5.7848
CE01ISSM-MFD35-02-PRESFA000 | A01158 | CE01ISSM-00002 | 2 | A01011 | 26P76848-1382 | CC_y1 | -3942.673
CE01ISSM-MFD35-02-PRESFA000 | A01158 | CE01ISSM-00002 | 2 | A01011 | 26P76848-1382 | CC_y2 | -11520.64
CE01ISSM-MFD35-02-PRESFA000 | A01158 | CE01ISSM-00002 | 2 | A01011 | 26P76848-1382 | CC_y3 | 0
CE01ISSM-MFD35-02-PRESFA000 | A01158 | CE01ISSM-00002 | 2 | A01011 | 26P76848-1382 | CC_b | 8388.6
CE01ISSM-MFD35-02-PRESFA000 | A01158 | CE01ISSM-00002 | 2 | A01011 | 26P76848-1382 | CC_m | 125829.1
CE01ISSM-RID16-05-PCO2WB000 | A01158 | CE01ISSM-00002 | 2 | A00628 | C0081 | CC_cala | 0.0059
CE01ISSM-RID16-05-PCO2WB000 | A01158 | CE01ISSM-00002 | 2 | A00628 | C0081 | CC_calb | 0.7688
CE01ISSM-RID16-05-PCO2WB000 | A01158 | CE01ISSM-00002 | 2 | A00628 | C0081 | CC_calc | -1.6688
CE01ISSM-RID16-05-PCO2WB000 | A01158 | CE01ISSM-00002 | 2 | A00628 | C0081 | CC_calt | 15.7
CE01ISSM-RID16-05-PCO2WB000 | A01158 | CE01ISSM-00002 | 2 | A00628 | C0081 | CC_ea434 | 19706
CE01ISSM-RID16-05-PCO2WB000 | A01158 | CE01ISSM-00002 | 2 | A00628 | C0081 | CC_ea620 | 34
CE01ISSM-RID16-05-PCO2WB000 | A01158 | CE01ISSM-00002 | 2 | A00628 | C0081 | CC_eb434 | 3073
CE01ISSM-RID16-05-PCO2WB000 | A01158 | CE01ISSM-00002 | 2 | A00628 | C0081 | CC_eb620 | 44327
CE01ISSM-MFD35-05-PCO2WB000 | A01158 | CE01ISSM-00002 | 2 | A00800 | C0082 | CC_cala | 0.0072
CE01ISSM-MFD35-05-PCO2WB000 | A01158 | CE01ISSM-00002 | 2 | A00800 | C0082 | CC_calb | 0.7352
CE01ISSM-MFD35-05-PCO2WB000 | A01158 | CE01ISSM-00002 | 2 | A00800 | C0082 | CC_calc | -1.5599
CE01ISSM-MFD35-05-PCO2WB000 | A01158 | CE01ISSM-00002 | 2 | A00800 | C0082 | CC_calt | 14.6
CE01ISSM-MFD35-05-PCO2WB000 | A01158 | CE01ISSM-00002 | 2 | A00800 | C0082 | CC_ea434 | 19706
CE01ISSM-MFD35-05-PCO2WB000 | A01158 | CE01ISSM-00002 | 2 | A00800 | C0082 | CC_ea620 | 34
CE01ISSM-MFD35-05-PCO2WB000 | A01158 | CE01ISSM-00002 | 2 | A00800 | C0082 | CC_eb434 | 3073
CE01ISSM-MFD35-05-PCO2WB000 | A01158 | CE01ISSM-00002 | 2 | A00800 | C0082 | CC_eb620 | 44327
CE01ISSM-MFD00-00-CAMSA000 will be added in future deployments
CE01ISSM-MFD00-00-ZPLSCC000 will be added in future deployments
CE01ISSM-SBC11-00-CPMENG000 | A01158 | CE01ISSM-00002 | 2 | OL000186 | CP03ISSM-00002-CPM1 |  |  | No Calibration Coefficient
CE01ISSM-MFC31-00-CPMENG000 | A01158 | CE01ISSM-00002 | 2 | OL000187 | CP03ISSM-00002-CPM3 |  |  | No Calibration Coefficient
CE01ISSM-SBD17-00-DCLENG000 | A01158 | CE01ISSM-00002 | 2 | OL000188 | CP03ISSM-00002-DCL17 |  |  | No Calibration Coefficient
CE01ISSM-RID16-00-DCLENG000 | A01158 | CE01ISSM-00002 | 2 | OL000189 | CP03ISSM-00002-DCL16 |  |  | No Calibration Coefficient
CE01ISSM-MFD35-00-DCLENG000 | A01158 | CE01ISSM-00002 | 2 | OL000190 | CP03ISSM-00002-DCL35 |  |  | No Calibration Coefficient
CE01ISSM-MFD37-00-DCLENG000 | A01158 | CE01ISSM-00002 | 2 | OL000191 | CP03ISSM-00002-DCL37 |  |  | No Calibration Coefficient

## ACS170_CC_taarray
-0.048681 | -0.047714 | -0.046215 | -0.039451 | -0.037248 | -0.035596 | -0.032105 | -0.034683 | -0.028406 | -0.028356 | -0.024598 | -0.020646 | -0.017593 | -0.017739 | -0.015767 | -0.014222 | -0.014979 | -0.013924 | -0.012312 | -0.009408 | -0.009608 | -0.00986 | -0.004232 | -0.006668 | -0.004008 | 0 | 0.000899 | 0.000403 | 0.004721 | 0.007298 | 0.008479 | 0.012575 | 0.014485 | 0.017952 | 0.018642 | 0.021607 | 0.019359 | 0.018308
-0.043818 | -0.04195 | -0.038665 | -0.034378 | -0.031373 | -0.030898 | -0.027469 | -0.029044 | -0.024472 | -0.024252 | -0.020678 | -0.017034 | -0.015414 | -0.014374 | -0.014464 | -0.010795 | -0.011707 | -0.011148 | -0.009265 | -0.007201 | -0.006651 | -0.006431 | -0.003379 | -0.004488 | -0.003305 | 0 | 0.000735 | 0.001238 | 0.003083 | 0.00599 | 0.00745 | 0.010467 | 0.012136 | 0.015128 | 0.015014 | 0.017698 | 0.015242 | 0.014529
-0.034931 | -0.033613 | -0.030853 | -0.02629 | -0.023996 | -0.02328 | -0.021218 | -0.021173 | -0.018131 | -0.01762 | -0.014242 | -0.011735 | -0.010994 | -0.009271 | -0.010107 | -0.007087 | -0.008596 | -0.006901 | -0.006409 | -0.005029 | -0.004978 | -0.004931 | -0.0019 | -0.001645 | -0.000285 | 0 | 0.000919 | 0.000618 | 0.003262 | 0.005346 | 0.005357 | 0.00864 | 0.009208 | 0.011473 | 0.011228 | 0.013369 | 0.01089 | 0.010225
-0.028473 | -0.026588 | -0.024219 | -0.020165 | -0.018499 | -0.017835 | -0.015768 | -0.016429 | -0.012676 | -0.013173 | -0.010682 | -0.008829 | -0.006641 | -0.006596 | -0.006599 | -0.005577 | -0.005309 | -0.004626 | -0.005245 | -0.003665 | -0.003675 | -0.003371 | -0.002544 | -0.00245 | -0.00252 | 0 | 0.000495 | -0.000145 | 0.001711 | 0.002892 | 0.003277 | 0.006053 | 0.005444 | 0.008246 | 0.006907 | 0.008928 | 0.006049 | 0.005353
-0.023572 | -0.021664 | -0.019231 | -0.016063 | -0.014087 | -0.013478 | -0.011633 | -0.012599 | -0.01008 | -0.010103 | -0.007302 | -0.006356 | -0.005448 | -0.005429 | -0.00562 | -0.003754 | -0.004556 | -0.003832 | -0.003855 | -0.001894 | -0.002468 | -0.003024 | -0.002319 | -0.002127 | -0.001683 | 0 | -0.000524 | -0.000999 | 0.000279 | 0.00216 | 0.002268 | 0.003769 | 0.003665 | 0.004963 | 0.004023 | 0.005344 | 0.002866 | 0.002359
-0.01956 | -0.017555 | -0.01519 | -0.011897 | -0.011045 | -0.010697 | -0.009408 | -0.009333 | -0.007625 | -0.007663 | -0.00543 | -0.004146 | -0.004144 | -0.002395 | -0.003595 | -0.001778 | -0.002755 | -0.002412 | -0.002357 | -0.001257 | -0.001696 | -0.002328 | -0.001134 | -0.001143 | -0.001756 | 0 | -0.000197 | -0.000464 | 0.00037 | 0.001681 | 0.00123 | 0.002548 | 0.00255 | 0.003727 | 0.002512 | 0.003573 | 0.001573 | 0.000483
-0.016505 | -0.015289 | -0.0135 | -0.011242 | -0.009721 | -0.009023 | -0.007669 | -0.008121 | -0.006816 | -0.006643 | -0.004755 | -0.003276 | -0.002643 | -0.002579 | -0.002536 | -0.001735 | -0.002321 | -0.001631 | -0.001422 | -0.000714 | -0.001405 | -0.001435 | -0.001423 | -0.000628 | -0.001588 | 0 | -0.000369 | -0.000662 | 5.1e-05 | 0.001366 | 0.000527 | 0.00179 | 0.001613 | 0.002284 | 0.002102 | 0.002179 | 0.000446 | -3.2e-05
-0.015033 | -0.013206 | -0.011677 | -0.0099 | -0.008809 | -0.008938 | -0.007696 | -0.007863 | -0.005933 | -0.005862 | -0.004744 | -0.003309 | -0.002891 | -0.002437 | -0.002778 | -0.001317 | -0.00211 | -0.00193 | -0.00187 | -0.001148 | -0.001354 | -0.001623 | -0.000636 | -0.001129 | -0.000876 | 0 | 0.000319 | -0.000645 | 0.000123 | 0.001274 | 0.000746 | 0.001805 | 0.001452 | 0.002301 | 0.001657 | 0.00259 | 0.000145 | -6.6e-05
-0.015565 | -0.013273 | -0.010892 | -0.00877 | -0.007826 | -0.007643 | -0.006642 | -0.007134 | -0.006059 | -0.005714 | -0.004604 | -0.002833 | -0.002553 | -0.001842 | -0.002087 | -0.001417 | -0.001559 | -0.001169 | -0.001456 | -0.000844 | -0.001183 | -0.001366 | -0.000792 | -0.000923 | -0.000684 | 0 | -0.000281 | -0.000245 | 1.3e-05 | 0.001076 | 0.00029 | 0.001428 | 0.001442 | 0.00183 | 0.001008 | 0.001933 | 9.9e-05 | -0.000193
-0.015072 | -0.013387 | -0.011272 | -0.009177 | -0.007839 | -0.007825 | -0.006914 | -0.006566 | -0.005591 | -0.005365 | -0.004248 | -0.00324 | -0.002212 | -0.001921 | -0.002191 | -0.001297 | -0.001565 | -0.001427 | -0.001234 | -0.000527 | -0.001045 | -0.000984 | -0.000291 | -0.000856 | -0.001183 | 0 | -0.000103 | -0.000154 | 0.000187 | 0.000921 | 0.000371 | 0.001227 | 0.000981 | 0.00146 | 0.001087 | 0.001415 | -0.000226 | -0.000332
-0.013521 | -0.012436 | -0.010909 | -0.009508 | -0.008646 | -0.008267 | -0.006928 | -0.007304 | -0.006146 | -0.0058 | -0.004366 | -0.003384 | -0.002636 | -0.001906 | -0.002175 | -0.001381 | -0.00175 | -0.001621 | -0.001418 | -0.00026 | -0.00078 | -0.000534 | -0.000282 | -0.000317 | -0.000591 | 0 | 6.5e-05 | -8.9e-05 | 9.1e-05 | 0.001112 | 0.000255 | 0.001142 | 0.000827 | 0.001433 | 0.001144 | 0.001282 | 6.6e-05 | 4.3e-05
-0.012802 | -0.011933 | -0.010986 | -0.00971 | -0.009089 | -0.008854 | -0.008124 | -0.007975 | -0.007019 | -0.006642 | -0.005627 | -0.004255 | -0.003801 | -0.002993 | -0.002965 | -0.002097 | -0.002264 | -0.00214 | -0.001791 | -0.001025 | -0.001188 | -0.001174 | -0.000944 | -0.000779 | -0.000892 | 0 | -0.00019 | -0.000218 | -0.00017 | 0.000621 | 0.000246 | 0.000733 | 0.00076 | 0.001149 | 0.000592 | 0.001265 | -0.000154 | 1.4e-05
-0.012318 | -0.011445 | -0.010597 | -0.009469 | -0.00908 | -0.009019 | -0.008278 | -0.008173 | -0.007339 | -0.006837 | -0.005873 | -0.004842 | -0.003952 | -0.003346 | -0.003387 | -0.001922 | -0.002471 | -0.002234 | -0.001746 | -0.000984 | -0.001105 | -0.001237 | -0.00077 | -0.00084 | -0.000677 | 0 | 3e-05 | -0.000145 | 0.000138 | 0.000946 | 0.000683 | 0.001221 | 0.001129 | 0.001848 | 0.001566 | 0.001722 | 0.000882 | 0.000593
-0.011985 | -0.011206 | -0.010457 | -0.009545 | -0.009079 | -0.00899 | -0.008066 | -0.008235 | -0.007224 | -0.006894 | -0.005909 | -0.004787 | -0.00385 | -0.003263 | -0.003087 | -0.002363 | -0.00219 | -0.002205 | -0.001693 | -0.001121 | -0.000829 | -0.001016 | -0.000568 | -0.000368 | -0.000401 | 0 | 0.000347 | 0.000205 | 0.000311 | 0.001216 | 0.000958 | 0.001467 | 0.001604 | 0.002 | 0.001816 | 0.001992 | 0.001158 | 0.001098
-0.012311 | -0.011536 | -0.010808 | -0.009966 | -0.009376 | -0.009209 | -0.008515 | -0.008486 | -0.00754 | -0.007124 | -0.006221 | -0.005004 | -0.004166 | -0.003473 | -0.003179 | -0.002776 | -0.002638 | -0.002202 | -0.001958 | -0.001044 | -0.001039 | -0.00114 | -0.000777 | -0.000427 | -0.000454 | 0 | 0.000165 | 0.000204 | 0.000314 | 0.001036 | 0.000915 | 0.001646 | 0.001557 | 0.001989 | 0.001935 | 0.002369 | 0.001403 | 0.001386
-0.012248 | -0.011634 | -0.010983 | -0.010248 | -0.009653 | -0.009311 | -0.008834 | -0.008682 | -0.007852 | -0.007579 | -0.006544 | -0.005318 | -0.004453 | -0.004037 | -0.003565 | -0.002968 | -0.002871 | -0.002398 | -0.002276 | -0.001511 | -0.001277 | -0.0014 | -0.000996 | -0.000905 | -0.000566 | 0 | 0.000218 | 0.000163 | 0.000322 | 0.000986 | 0.000911 | 0.001571 | 0.001721 | 0.002146 | 0.002124 | 0.002467 | 0.001694 | 0.001638
-0.012452 | -0.011768 | -0.011159 | -0.010263 | -0.009712 | -0.009633 | -0.008778 | -0.008604 | -0.007669 | -0.007422 | -0.006267 | -0.005324 | -0.004395 | -0.003785 | -0.003653 | -0.002758 | -0.002748 | -0.002376 | -0.001918 | -0.001425 | -0.001223 | -0.001043 | -0.000681 | -0.000416 | -0.00028 | 0 | 0.000131 | 0.000337 | 0.000721 | 0.001512 | 0.001372 | 0.002097 | 0.002406 | 0.002729 | 0.002851 | 0.003106 | 0.002434 | 0.00253
-0.012609 | -0.012057 | -0.011163 | -0.010309 | -0.009576 | -0.009315 | -0.008705 | -0.008525 | -0.00761 | -0.007189 | -0.00633 | -0.005327 | -0.004326 | -0.003762 | -0.00346 | -0.002686 | -0.002635 | -0.00241 | -0.001998 | -0.001289 | -0.001043 | -0.001218 | -0.000698 | -0.000536 | -0.00039 | 0 | 0.000243 | 0.00039 | 0.000774 | 0.001387 | 0.001501 | 0.002165 | 0.002433 | 0.002909 | 0.002998 | 0.003351 | 0.002557 | 0.002722
-0.012754 | -0.012112 | -0.011233 | -0.01031 | -0.009638 | -0.009365 | -0.008616 | -0.0084 | -0.007514 | -0.00713 | -0.006151 | -0.005176 | -0.004192 | -0.003764 | -0.003523 | -0.002847 | -0.002654 | -0.002353 | -0.002012 | -0.001333 | -0.001211 | -0.001067 | -0.000653 | -0.000526 | -0.000254 | 0 | 0.000282 | 0.000439 | 0.000892 | 0.001712 | 0.001728 | 0.002299 | 0.002813 | 0.003196 | 0.003471 | 0.003771 | 0.003215 | 0.003178
-0.012996 | -0.012263 | -0.011236 | -0.010256 | -0.009458 | -0.009132 | -0.008493 | -0.008081 | -0.007424 | -0.006953 | -0.005942 | -0.00514 | -0.004233 | -0.00362 | -0.003419 | -0.00269 | -0.002543 | -0.00224 | -0.002185 | -0.001408 | -0.001312 | -0.001157 | -0.000692 | -0.000444 | -0.000448 | 0 | 0.000255 | 0.000459 | 0.000833 | 0.001658 | 0.001834 | 0.002469 | 0.002878 | 0.003284 | 0.003582 | 0.003788 | 0.003333 | 0.003546
-0.01326 | -0.012422 | -0.011257 | -0.010255 | -0.009568 | -0.009106 | -0.008402 | -0.008071 | -0.007411 | -0.006899 | -0.00612 | -0.005178 | -0.004306 | -0.003768 | -0.003689 | -0.002879 | -0.002858 | -0.002546 | -0.00222 | -0.001645 | -0.001472 | -0.00125 | -0.000846 | -0.000544 | -0.000446 | 0 | 0.000203 | 0.000461 | 0.000858 | 0.001751 | 0.001743 | 0.002585 | 0.002952 | 0.003419 | 0.003652 | 0.004006 | 0.003566 | 0.003752
-0.013252 | -0.012398 | -0.011262 | -0.01024 | -0.009458 | -0.008918 | -0.00838 | -0.008043 | -0.007354 | -0.006909 | -0.006141 | -0.005266 | -0.004261 | -0.003746 | -0.003527 | -0.002909 | -0.002821 | -0.002561 | -0.002244 | -0.001578 | -0.001422 | -0.00116 | -0.000887 | -0.000555 | -0.000374 | 0 | 0.000289 | 0.000452 | 0.000929 | 0.001787 | 0.002146 | 0.002752 | 0.003233 | 0.003767 | 0.003937 | 0.004233 | 0.003957 | 0.004154
-0.012996 | -0.012052 | -0.010905 | -0.010006 | -0.009187 | -0.008767 | -0.008161 | -0.007791 | -0.007165 | -0.006816 | -0.005896 | -0.005072 | -0.004253 | -0.003769 | -0.003597 | -0.002991 | -0.00281 | -0.002425 | -0.00215 | -0.001592 | -0.001308 | -0.001108 | -0.00072 | -0.000458 | -0.000353 | 0 | 0.000262 | 0.000593 | 0.001107 | 0.001868 | 0.002272 | 0.002924 | 0.00344 | 0.003953 | 0.004254 | 0.004525 | 0.004276 | 0.004412
-0.013065 | -0.012216 | -0.011009 | -0.010095 | -0.009414 | -0.008922 | -0.008232 | -0.008037 | -0.00738 | -0.006918 | -0.006209 | -0.005327 | -0.004495 | -0.003908 | -0.003704 | -0.003101 | -0.002963 | -0.00272 | -0.002397 | -0.001784 | -0.001555 | -0.001388 | -0.001013 | -0.00069 | -0.000503 | 0 | 0.000226 | 0.000487 | 0.001044 | 0.001809 | 0.002322 | 0.002972 | 0.003465 | 0.004001 | 0.004245 | 0.004552 | 0.004336 | 0.00454
-0.012915 | -0.012023 | -0.010907 | -0.01001 | -0.009392 | -0.00882 | -0.008244 | -0.007963 | -0.007291 | -0.006838 | -0.006187 | -0.005369 | -0.004456 | -0.003935 | -0.003739 | -0.003129 | -0.003095 | -0.002707 | -0.002346 | -0.001815 | -0.001536 | -0.001464 | -0.001018 | -0.000703 | -0.000478 | 0 | 0.000212 | 0.000466 | 0.001056 | 0.001868 | 0.002269 | 0.003012 | 0.003621 | 0.004114 | 0.004368 | 0.00466 | 0.004598 | 0.004684
-0.012756 | -0.011928 | -0.010802 | -0.009947 | -0.009262 | -0.008821 | -0.008209 | -0.007831 | -0.007191 | -0.006796 | -0.006115 | -0.005315 | -0.004334 | -0.003877 | -0.003648 | -0.003003 | -0.002933 | -0.002636 | -0.00236 | -0.001737 | -0.001477 | -0.001271 | -0.00089 | -0.000583 | -0.000462 | 0 | 0.000335 | 0.000606 | 0.001112 | 0.001952 | 0.002549 | 0.003228 | 0.003792 | 0.004264 | 0.004681 | 0.004937 | 0.00492 | 0.004944
-0.012621 | -0.011862 | -0.010814 | -0.00999 | -0.009261 | -0.008799 | -0.008235 | -0.00788 | -0.007324 | -0.006727 | -0.006121 | -0.005313 | -0.004407 | -0.00395 | -0.003634 | -0.0031 | -0.002928 | -0.002653 | -0.002343 | -0.001778 | -0.001476 | -0.001207 | -0.000852 | -0.000682 | -0.000359 | 0 | 0.000368 | 0.000689 | 0.001252 | 0.002097 | 0.002549 | 0.003334 | 0.003962 | 0.004454 | 0.004839 | 0.005168 | 0.005038 | 0.005094
-0.012571 | -0.011829 | -0.010816 | -0.009953 | -0.009209 | -0.008757 | -0.008152 | -0.007751 | -0.007201 | -0.006754 | -0.006113 | -0.005265 | -0.004384 | -0.003863 | -0.003643 | -0.003084 | -0.002997 | -0.002588 | -0.002285 | -0.001742 | -0.001548 | -0.001183 | -0.000873 | -0.000586 | -0.000276 | 0 | 0.000341 | 0.000668 | 0.001275 | 0.002066 | 0.002677 | 0.003402 | 0.003977 | 0.004499 | 0.004855 | 0.005255 | 0.005185 | 0.005307
-0.012445 | -0.011719 | -0.010668 | -0.0099 | -0.009175 | -0.00871 | -0.008095 | -0.00772 | -0.007154 | -0.006635 | -0.006054 | -0.0053 | -0.004317 | -0.003962 | -0.003551 | -0.003105 | -0.002897 | -0.00255 | -0.00235 | -0.001788 | -0.001574 | -0.001195 | -0.000878 | -0.000568 | -0.000273 | 0 | 0.000407 | 0.00076 | 0.001303 | 0.002124 | 0.002733 | 0.003499 | 0.004064 | 0.004614 | 0.004923 | 0.005338 | 0.005313 | 0.005398
-0.012527 | -0.011796 | -0.010803 | -0.009965 | -0.009289 | -0.008721 | -0.008095 | -0.007745 | -0.007177 | -0.006692 | -0.00605 | -0.005303 | -0.00442 | -0.003901 | -0.003634 | -0.003146 | -0.002978 | -0.002649 | -0.002359 | -0.001804 | -0.001479 | -0.001316 | -0.000906 | -0.000612 | -0.000355 | 0 | 0.000308 | 0.000662 | 0.001246 | 0.002105 | 0.002696 | 0.003454 | 0.004102 | 0.004595 | 0.004982 | 0.00542 | 0.005327 | 0.005423
-0.012609 | -0.011875 | -0.010783 | -0.009949 | -0.009228 | -0.00865 | -0.008104 | -0.007722 | -0.007165 | -0.006712 | -0.006028 | -0.005297 | -0.004429 | -0.003921 | -0.003656 | -0.00307 | -0.003002 | -0.0026 | -0.002244 | -0.001806 | -0.001549 | -0.001254 | -0.00086 | -0.000622 | -0.000366 | 0 | 0.000308 | 0.00072 | 0.001258 | 0.002152 | 0.002722 | 0.003485 | 0.004102 | 0.004672 | 0.005075 | 0.005358 | 0.005462 | 0.005459
-0.012476 | -0.011761 | -0.010702 | -0.009898 | -0.009208 | -0.008636 | -0.008087 | -0.007732 | -0.007122 | -0.006675 | -0.006033 | -0.005279 | -0.004407 | -0.003944 | -0.00364 | -0.003158 | -0.002996 | -0.002615 | -0.002372 | -0.001882 | -0.00154 | -0.001289 | -0.000884 | -0.00061 | -0.000456 | 0 | 0.000324 | 0.000638 | 0.00123 | 0.002043 | 0.002713 | 0.003423 | 0.004084 | 0.004631 | 0.005045 | 0.005445 | 0.005405 | 0.005509
-0.012545 | -0.011823 | -0.010792 | -0.010005 | -0.009232 | -0.008699 | -0.008061 | -0.007715 | -0.007126 | -0.006624 | -0.006026 | -0.005332 | -0.004343 | -0.003942 | -0.003628 | -0.00315 | -0.003002 | -0.00265 | -0.002288 | -0.001826 | -0.001497 | -0.001243 | -0.000835 | -0.000589 | -0.00038 | 0 | 0.000367 | 0.000708 | 0.001262 | 0.00212 | 0.00272 | 0.003487 | 0.004149 | 0.004697 | 0.005071 | 0.005524 | 0.005523 | 0.005555
-0.012597 | -0.011879 | -0.010817 | -0.009971 | -0.009232 | -0.008669 | -0.00811 | -0.007654 | -0.007138 | -0.006663 | -0.006016 | -0.005296 | -0.00438 | -0.00393 | -0.003631 | -0.003191 | -0.002969 | -0.002615 | -0.002316 | -0.001813 | -0.001574 | -0.0013 | -0.000893 | -0.000623 | -0.000391 | 0 | 0.000287 | 0.000659 | 0.001207 | 0.002055 | 0.002644 | 0.003415 | 0.004068 | 0.004627 | 0.00498 | 0.005427 | 0.005475 | 0.005522
-0.012464 | -0.011785 | -0.01073 | -0.009901 | -0.009146 | -0.00858 | -0.007991 | -0.007609 | -0.007029 | -0.006566 | -0.005977 | -0.00519 | -0.004382 | -0.003866 | -0.003553 | -0.003132 | -0.002919 | -0.002557 | -0.002295 | -0.001859 | -0.001507 | -0.001204 | -0.000876 | -0.000602 | -0.000327 | 0 | 0.000319 | 0.000657 | 0.001238 | 0.002011 | 0.002648 | 0.003399 | 0.004025 | 0.004577 | 0.004982 | 0.005376 | 0.005482 | 0.005518
-0.01235 | -0.011645 | -0.010576 | -0.009764 | -0.008997 | -0.008404 | -0.007782 | -0.007389 | -0.006892 | -0.006377 | -0.005806 | -0.005063 | -0.004197 | -0.003778 | -0.003461 | -0.002984 | -0.002837 | -0.002511 | -0.002167 | -0.001732 | -0.001474 | -0.001123 | -0.000789 | -0.000559 | -0.000329 | 0 | 0.000376 | 0.0007 | 0.001275 | 0.002063 | 0.002674 | 0.003383 | 0.003971 | 0.004571 | 0.004955 | 0.005374 | 0.005477 | 0.005447
-0.012391 | -0.011668 | -0.010572 | -0.009693 | -0.008955 | -0.008356 | -0.007762 | -0.007337 | -0.006818 | -0.006281 | -0.005748 | -0.005048 | -0.004091 | -0.003742 | -0.003454 | -0.002987 | -0.002801 | -0.002426 | -0.002241 | -0.001729 | -0.001481 | -0.001144 | -0.000792 | -0.000502 | -0.000272 | 0 | 0.000349 | 0.000661 | 0.001259 | 0.001991 | 0.002532 | 0.003266 | 0.003813 | 0.004405 | 0.004849 | 0.005229 | 0.005328 | 0.005368
-0.01229 | -0.011583 | -0.010523 | -0.009703 | -0.008939 | -0.008316 | -0.007707 | -0.007279 | -0.006735 | -0.006247 | -0.005698 | -0.005013 | -0.004007 | -0.003707 | -0.003424 | -0.002944 | -0.002786 | -0.002453 | -0.002232 | -0.001735 | -0.00149 | -0.001166 | -0.000891 | -0.000499 | -0.0003 | 0 | 0.000337 | 0.000626 | 0.001217 | 0.001873 | 0.002428 | 0.003073 | 0.003702 | 0.00425 | 0.004651 | 0.005074 | 0.005158 | 0.005203
-0.012145 | -0.01146 | -0.010427 | -0.009543 | -0.008762 | -0.008101 | -0.00756 | -0.007108 | -0.006564 | -0.0061 | -0.005554 | -0.004855 | -0.004007 | -0.003588 | -0.003367 | -0.002908 | -0.002712 | -0.002425 | -0.002126 | -0.001702 | -0.001435 | -0.001158 | -0.000846 | -0.000489 | -0.000253 | 0 | 0.000345 | 0.000587 | 0.001156 | 0.001817 | 0.002267 | 0.00298 | 0.003543 | 0.004074 | 0.004527 | 0.004915 | 0.004975 | 0.005026
-0.012046 | -0.011372 | -0.010307 | -0.00945 | -0.008684 | -0.008066 | -0.007435 | -0.007007 | -0.006521 | -0.006017 | -0.005514 | -0.004847 | -0.003944 | -0.003561 | -0.003318 | -0.002909 | -0.002721 | -0.002415 | -0.002194 | -0.001732 | -0.001441 | -0.001161 | -0.00078 | -0.000557 | -0.000312 | 0 | 0.000273 | 0.000589 | 0.001037 | 0.001662 | 0.002117 | 0.002768 | 0.00334 | 0.00385 | 0.00423 | 0.004637 | 0.004718 | 0.004759
-0.012135 | -0.011413 | -0.010336 | -0.009462 | -0.008587 | -0.007973 | -0.007353 | -0.006875 | -0.006359 | -0.005832 | -0.005325 | -0.004684 | -0.00385 | -0.003401 | -0.003229 | -0.002761 | -0.002616 | -0.002388 | -0.002066 | -0.00166 | -0.001351 | -0.001101 | -0.000807 | -0.0005 | -0.000305 | 0 | 0.000308 | 0.000572 | 0.001022 | 0.001612 | 0.002076 | 0.002601 | 0.003188 | 0.003729 | 0.00414 | 0.004513 | 0.00457 | 0.004609
-0.009075 | -0.008559 | -0.007822 | -0.007308 | -0.006844 | -0.006494 | -0.006155 | -0.005882 | -0.005549 | -0.005161 | -0.00474 | -0.00404 | -0.003149 | -0.002781 | -0.002487 | -0.002096 | -0.001911 | -0.001626 | -0.001383 | -0.001031 | -0.000849 | -0.000648 | -0.000406 | -0.000235 | -0.000191 | 0 | 0.000127 | 0.000269 | 0.000551 | 0.000914 | 0.00112 | 0.00148 | 0.001783 | 0.002158 | 0.002375 | 0.002621 | 0.002664 | 0.00275
-0.009279 | -0.008733 | -0.007967 | -0.007509 | -0.007011 | -0.006672 | -0.006277 | -0.00601 | -0.005675 | -0.005274 | -0.004792 | -0.004158 | -0.003233 | -0.002813 | -0.002554 | -0.002111 | -0.001946 | -0.001689 | -0.001432 | -0.001047 | -0.000866 | -0.000734 | -0.000398 | -0.000231 | -0.00016 | 0 | 0.000159 | 0.000349 | 0.000622 | 0.001041 | 0.001257 | 0.001626 | 0.00201 | 0.002343 | 0.002578 | 0.002825 | 0.00288 | 0.002962
-0.009399 | -0.008838 | -0.008073 | -0.007539 | -0.007063 | -0.006689 | -0.006326 | -0.00604 | -0.005691 | -0.0053 | -0.004811 | -0.004143 | -0.003216 | -0.002847 | -0.002567 | -0.002148 | -0.001969 | -0.001681 | -0.001444 | -0.00112 | -0.000902 | -0.000665 | -0.000472 | -0.000244 | -0.000182 | 0 | 0.000163 | 0.000359 | 0.000688 | 0.00112 | 0.00137 | 0.001785 | 0.002159 | 0.00251 | 0.002769 | 0.003039 | 0.003103 | 0.003182
-0.009629 | -0.009076 | -0.00828 | -0.007728 | -0.00724 | -0.006843 | -0.006456 | -0.006156 | -0.005771 | -0.005372 | -0.004923 | -0.004232 | -0.003312 | -0.002871 | -0.002642 | -0.002213 | -0.002024 | -0.001749 | -0.001492 | -0.001144 | -0.00088 | -0.000691 | -0.000482 | -0.000269 | -0.000189 | 0 | 0.000183 | 0.000396 | 0.000679 | 0.001167 | 0.001444 | 0.00187 | 0.002282 | 0.00266 | 0.002908 | 0.003151 | 0.003218 | 0.00334
-0.009657 | -0.009068 | -0.008277 | -0.007776 | -0.007229 | -0.006837 | -0.006419 | -0.006167 | -0.005811 | -0.00542 | -0.00496 | -0.004272 | -0.003405 | -0.002982 | -0.002723 | -0.002287 | -0.002096 | -0.001794 | -0.001551 | -0.001163 | -0.000969 | -0.00077 | -0.000525 | -0.000307 | -0.000196 | 0 | 0.000166 | 0.000404 | 0.000735 | 0.001196 | 0.001506 | 0.001957 | 0.002377 | 0.002718 | 0.002982 | 0.003247 | 0.00331 | 0.00343
-0.009858 | -0.00925 | -0.008408 | -0.007846 | -0.007273 | -0.006861 | -0.006481 | -0.006152 | -0.00579 | -0.005406 | -0.004912 | -0.004242 | -0.003359 | -0.002933 | -0.002731 | -0.002283 | -0.002102 | -0.001779 | -0.001562 | -0.001137 | -0.000954 | -0.000763 | -0.000492 | -0.000305 | -0.000173 | 0 | 0.000181 | 0.000417 | 0.000782 | 0.001269 | 0.001612 | 0.002086 | 0.002502 | 0.00289 | 0.003128 | 0.00344 | 0.003461 | 0.003567
-0.00997 | -0.009385 | -0.008534 | -0.007974 | -0.007428 | -0.00702 | -0.006579 | -0.006284 | -0.005934 | -0.00547 | -0.005024 | -0.00435 | -0.00341 | -0.003014 | -0.002697 | -0.002316 | -0.00211 | -0.001855 | -0.001565 | -0.001214 | -0.000969 | -0.000747 | -0.000517 | -0.000347 | -0.000179 | 0 | 0.000222 | 0.000523 | 0.000811 | 0.001325 | 0.001679 | 0.002131 | 0.002582 | 0.002967 | 0.003223 | 0.00352 | 0.003552 | 0.003624
-0.00994 | -0.009364 | -0.008553 | -0.008017 | -0.007475 | -0.007081 | -0.006651 | -0.006327 | -0.005965 | -0.005545 | -0.005069 | -0.004435 | -0.003539 | -0.003098 | -0.002825 | -0.002415 | -0.00219 | -0.001917 | -0.001634 | -0.001281 | -0.001064 | -0.00083 | -0.000566 | -0.000385 | -0.000198 | 0 | 0.000218 | 0.000455 | 0.0008 | 0.001317 | 0.001707 | 0.002214 | 0.002634 | 0.003021 | 0.00326 | 0.003565 | 0.003611 | 0.003683
-0.009922 | -0.009327 | -0.008491 | -0.007875 | -0.007326 | -0.006895 | -0.006493 | -0.006189 | -0.005833 | -0.005442 | -0.004996 | -0.004355 | -0.003407 | -0.003037 | -0.00279 | -0.002375 | -0.002133 | -0.001875 | -0.001658 | -0.001256 | -0.000995 | -0.000776 | -0.000556 | -0.00034 | -0.000179 | 0 | 0.000229 | 0.00047 | 0.00086 | 0.001382 | 0.001775 | 0.002259 | 0.002701 | 0.003112 | 0.003358 | 0.003669 | 0.003731 | 0.003786
-0.00999 | -0.009381 | -0.008503 | -0.007913 | -0.00738 | -0.006954 | -0.006513 | -0.006207 | -0.00587 | -0.005431 | -0.005005 | -0.00429 | -0.003396 | -0.003004 | -0.002789 | -0.002352 | -0.002147 | -0.001886 | -0.001643 | -0.001222 | -0.001019 | -0.00081 | -0.000524 | -0.00031 | -0.00019 | 0 | 0.000243 | 0.000498 | 0.00087 | 0.001441 | 0.001845 | 0.002339 | 0.002804 | 0.003185 | 0.003488 | 0.003751 | 0.0038 | 0.003908
-0.010068 | -0.009441 | -0.008599 | -0.008008 | -0.007448 | -0.006996 | -0.006601 | -0.006266 | -0.005873 | -0.005492 | -0.005004 | -0.004388 | -0.003448 | -0.003059 | -0.002822 | -0.002397 | -0.002239 | -0.001939 | -0.00169 | -0.00133 | -0.001034 | -0.000873 | -0.000619 | -0.000385 | -0.000206 | 0 | 0.000193 | 0.000485 | 0.000827 | 0.001395 | 0.001799 | 0.002334 | 0.002814 | 0.003186 | 0.003485 | 0.003776 | 0.003807 | 0.003881
-0.009994 | -0.009402 | -0.00853 | -0.007934 | -0.007355 | -0.006946 | -0.006514 | -0.006225 | -0.005791 | -0.005423 | -0.004955 | -0.004334 | -0.003425 | -0.003021 | -0.002803 | -0.002387 | -0.002152 | -0.001924 | -0.001644 | -0.001258 | -0.001021 | -0.000801 | -0.000536 | -0.000333 | -0.000197 | 0 | 0.000256 | 0.000555 | 0.000911 | 0.001451 | 0.001855 | 0.002435 | 0.002904 | 0.003303 | 0.003574 | 0.003897 | 0.00393 | 0.003972
-0.010073 | -0.009455 | -0.008567 | -0.007994 | -0.007444 | -0.007005 | -0.00658 | -0.006271 | -0.00586 | -0.005459 | -0.004982 | -0.004372 | -0.003461 | -0.003111 | -0.002823 | -0.002426 | -0.002203 | -0.001959 | -0.001692 | -0.001325 | -0.001072 | -0.000866 | -0.000572 | -0.00036 | -0.000215 | 0 | 0.000217 | 0.00052 | 0.000915 | 0.001441 | 0.001885 | 0.002432 | 0.002897 | 0.003331 | 0.003593 | 0.003901 | 0.003966 | 0.003994
-0.010144 | -0.009507 | -0.00864 | -0.008044 | -0.007455 | -0.00702 | -0.006609 | -0.006283 | -0.005871 | -0.005517 | -0.005065 | -0.004409 | -0.003504 | -0.003111 | -0.002863 | -0.002432 | -0.002265 | -0.001963 | -0.001706 | -0.001337 | -0.001042 | -0.000878 | -0.000628 | -0.000358 | -0.000226 | 0 | 0.000196 | 0.000487 | 0.000931 | 0.001491 | 0.001896 | 0.002483 | 0.002941 | 0.003374 | 0.003638 | 0.003969 | 0.003966 | 0.004054
-0.010099 | -0.009488 | -0.008577 | -0.007969 | -0.007389 | -0.006953 | -0.006529 | -0.006194 | -0.00579 | -0.005435 | -0.004961 | -0.004344 | -0.003486 | -0.003086 | -0.002845 | -0.00247 | -0.002276 | -0.001982 | -0.001751 | -0.001332 | -0.001091 | -0.000839 | -0.000569 | -0.00039 | -0.000222 | 0 | 0.000227 | 0.000515 | 0.00088 | 0.001482 | 0.001896 | 0.002474 | 0.002942 | 0.003359 | 0.003653 | 0.00399 | 0.004022 | 0.004054
-0.010014 | -0.009366 | -0.008499 | -0.007894 | -0.007333 | -0.006943 | -0.00648 | -0.006151 | -0.00576 | -0.005382 | -0.004971 | -0.004337 | -0.003414 | -0.003071 | -0.002821 | -0.002401 | -0.002216 | -0.001918 | -0.001658 | -0.001323 | -0.001024 | -0.000847 | -0.000556 | -0.000335 | -0.000178 | 0 | 0.000259 | 0.000524 | 0.000957 | 0.001572 | 0.002003 | 0.002562 | 0.003038 | 0.003451 | 0.00379 | 0.004035 | 0.004126 | 0.004157
-0.010068 | -0.009486 | -0.008601 | -0.007972 | -0.007396 | -0.00694 | -0.006547 | -0.00622 | -0.005805 | -0.00545 | -0.004979 | -0.004356 | -0.00351 | -0.003102 | -0.00284 | -0.002447 | -0.00228 | -0.001983 | -0.001739 | -0.001325 | -0.001088 | -0.000846 | -0.000625 | -0.000386 | -0.000219 | 0 | 0.000231 | 0.00052 | 0.000915 | 0.001515 | 0.001971 | 0.002518 | 0.003019 | 0.003415 | 0.003732 | 0.00406 | 0.004088 | 0.004122
-0.010227 | -0.009604 | -0.008673 | -0.008079 | -0.007473 | -0.007027 | -0.006584 | -0.006265 | -0.005885 | -0.005459 | -0.005011 | -0.004388 | -0.003495 | -0.003114 | -0.002864 | -0.002433 | -0.002247 | -0.002 | -0.00176 | -0.001368 | -0.001075 | -0.000866 | -0.000603 | -0.000356 | -0.000283 | 0 | 0.000205 | 0.000518 | 0.000911 | 0.001534 | 0.001975 | 0.002515 | 0.003003 | 0.003431 | 0.003746 | 0.004069 | 0.004097 | 0.004166
-0.010083 | -0.009405 | -0.008515 | -0.007922 | -0.007321 | -0.00689 | -0.006433 | -0.006129 | -0.005747 | -0.005357 | -0.004933 | -0.004285 | -0.003433 | -0.003027 | -0.002841 | -0.002395 | -0.00225 | -0.001971 | -0.001726 | -0.001344 | -0.001123 | -0.000881 | -0.000636 | -0.000393 | -0.000259 | 0 | 0.000206 | 0.000474 | 0.00092 | 0.001549 | 0.001983 | 0.002543 | 0.003029 | 0.003427 | 0.003768 | 0.004093 | 0.004123 | 0.004179
-0.010025 | -0.009402 | -0.008496 | -0.007886 | -0.007267 | -0.00688 | -0.006438 | -0.00611 | -0.005649 | -0.005331 | -0.004918 | -0.004273 | -0.003388 | -0.00301 | -0.002825 | -0.002384 | -0.002204 | -0.001951 | -0.001705 | -0.001374 | -0.001138 | -0.000832 | -0.000626 | -0.000381 | -0.000234 | 0 | 0.000209 | 0.000493 | 0.000896 | 0.001539 | 0.001888 | 0.002502 | 0.002974 | 0.003425 | 0.003738 | 0.004046 | 0.004096 | 0.004118
-0.009995 | -0.009343 | -0.008435 | -0.007816 | -0.007227 | -0.006805 | -0.006354 | -0.005991 | -0.005621 | -0.005191 | -0.004817 | -0.004163 | -0.003331 | -0.002943 | -0.00273 | -0.002318 | -0.002157 | -0.00195 | -0.00169 | -0.001307 | -0.001065 | -0.000828 | -0.000576 | -0.000349 | -0.000235 | 0 | 0.000243 | 0.000541 | 0.000927 | 0.00153 | 0.001936 | 0.002517 | 0.002995 | 0.003416 | 0.003742 | 0.004059 | 0.004097 | 0.004173
-0.010058 | -0.009405 | -0.008526 | -0.007819 | -0.007232 | -0.006787 | -0.006361 | -0.005968 | -0.005566 | -0.005203 | -0.004766 | -0.004143 | -0.003257 | -0.002927 | -0.002681 | -0.002285 | -0.002155 | -0.001916 | -0.001688 | -0.001273 | -0.00105 | -0.000897 | -0.000567 | -0.000356 | -0.000227 | 0 | 0.000249 | 0.000464 | 0.000883 | 0.001439 | 0.001885 | 0.002429 | 0.00292 | 0.003329 | 0.003657 | 0.004028 | 0.00401 | 0.004054
-0.00987 | -0.009213 | -0.008289 | -0.007652 | -0.007011 | -0.006571 | -0.006134 | -0.005789 | -0.005389 | -0.005003 | -0.004626 | -0.004014 | -0.003188 | -0.002778 | -0.002591 | -0.002179 | -0.002098 | -0.001791 | -0.001614 | -0.001255 | -0.001072 | -0.000788 | -0.000586 | -0.00034 | -0.000241 | 0 | 0.000267 | 0.000459 | 0.000809 | 0.001406 | 0.001838 | 0.002348 | 0.002825 | 0.003241 | 0.00354 | 0.003838 | 0.003879 | 0.003908
-0.009631 | -0.008968 | -0.008045 | -0.007393 | -0.006795 | -0.006338 | -0.00588 | -0.005563 | -0.005152 | -0.004806 | -0.004379 | -0.003788 | -0.003001 | -0.002624 | -0.002465 | -0.002071 | -0.001954 | -0.001708 | -0.001515 | -0.001166 | -0.000981 | -0.000804 | -0.000486 | -0.000287 | -0.0002 | 0 | 0.000199 | 0.000457 | 0.000832 | 0.001407 | 0.001741 | 0.00229 | 0.002714 | 0.003108 | 0.003416 | 0.003743 | 0.00374 | 0.003792
-0.009468 | -0.008819 | -0.007878 | -0.007204 | -0.00658 | -0.006138 | -0.005706 | -0.005361 | -0.00497 | -0.004637 | -0.004189 | -0.003661 | -0.002897 | -0.002507 | -0.002398 | -0.002003 | -0.001888 | -0.001672 | -0.001483 | -0.001095 | -0.000911 | -0.000735 | -0.000517 | -0.000314 | -0.000148 | 0 | 0.000215 | 0.000383 | 0.000727 | 0.001263 | 0.0016 | 0.002113 | 0.002521 | 0.002892 | 0.003204 | 0.003537 | 0.003498 | 0.003561
-0.009253 | -0.008617 | -0.007679 | -0.00702 | -0.006353 | -0.005995 | -0.005484 | -0.005171 | -0.004753 | -0.00442 | -0.004007 | -0.003504 | -0.002739 | -0.002388 | -0.002249 | -0.001854 | -0.001739 | -0.001568 | -0.001503 | -0.001016 | -0.000901 | -0.000711 | -0.000497 | -0.000191 | -0.000171 | 0 | 0.000174 | 0.000369 | 0.000682 | 0.00121 | 0.001471 | 0.002005 | 0.002323 | 0.002728 | 0.003011 | 0.003324 | 0.003295 | 0.003332
-0.009193 | -0.008538 | -0.0076 | -0.006904 | -0.006224 | -0.005828 | -0.005369 | -0.005004 | -0.004614 | -0.004298 | -0.003883 | -0.003342 | -0.002652 | -0.002346 | -0.002174 | -0.001771 | -0.001653 | -0.001536 | -0.00141 | -0.001023 | -0.000841 | -0.00072 | -0.000464 | -0.00023 | -0.000176 | 0 | 0.000148 | 0.000264 | 0.000659 | 0.001136 | 0.001381 | 0.001838 | 0.002216 | 0.002592 | 0.002874 | 0.003143 | 0.003086 | 0.003148
-0.009177 | -0.008493 | -0.007498 | -0.006766 | -0.006059 | -0.005689 | -0.005212 | -0.004859 | -0.004454 | -0.004157 | -0.003759 | -0.003227 | -0.002548 | -0.002166 | -0.001981 | -0.001731 | -0.001556 | -0.001468 | -0.001309 | -0.000979 | -0.000813 | -0.000647 | -0.000445 | -0.000236 | -0.000177 | 0 | 0.000169 | 0.00029 | 0.00054 | 0.001033 | 0.001283 | 0.001727 | 0.002083 | 0.002387 | 0.002607 | 0.002895 | 0.002835 | 0.002909
-0.008915 | -0.008246 | -0.007216 | -0.006547 | -0.005884 | -0.005495 | -0.005016 | -0.004691 | -0.004292 | -0.003983 | -0.003576 | -0.003058 | -0.00239 | -0.002172 | -0.001985 | -0.001592 | -0.001509 | -0.001397 | -0.001283 | -0.000913 | -0.000786 | -0.00069 | -0.000418 | -0.000182 | -0.000214 | 0 | 0.000157 | 0.00027 | 0.000463 | 0.000937 | 0.001175 | 0.001631 | 0.001886 | 0.00221 | 0.002427 | 0.002709 | 0.002619 | 0.002705
-0.008592 | -0.007915 | -0.006955 | -0.00626 | -0.005612 | -0.005252 | -0.004748 | -0.004418 | -0.004056 | -0.003739 | -0.003387 | -0.002866 | -0.002269 | -0.001952 | -0.001812 | -0.001482 | -0.001433 | -0.001278 | -0.001112 | -0.000772 | -0.000672 | -0.000626 | -0.000379 | -0.000231 | -0.000129 | 0 | 0.000149 | 0.000285 | 0.000492 | 0.000897 | 0.001128 | 0.00157 | 0.001857 | 0.002103 | 0.002308 | 0.002659 | 0.002509 | 0.002592
-0.008549 | -0.007853 | -0.006928 | -0.006199 | -0.005593 | -0.005211 | -0.004842 | -0.004461 | -0.004065 | -0.003775 | -0.003437 | -0.002914 | -0.002321 | -0.001915 | -0.001812 | -0.001525 | -0.001401 | -0.001285 | -0.0012 | -0.000892 | -0.000688 | -0.000634 | -0.000401 | -0.000222 | -0.000254 | 0 | 7.9e-05 | 0.000188 | 0.000331 | 0.000777 | 0.000946 | 0.001406 | 0.001677 | 0.001951 | 0.002095 | 0.002317 | 0.002167 | 0.002278
-0.008195 | -0.007492 | -0.006563 | -0.00589 | -0.005303 | -0.004989 | -0.004491 | -0.004229 | -0.003774 | -0.003558 | -0.003182 | -0.002759 | -0.002157 | -0.001775 | -0.001731 | -0.00136 | -0.001291 | -0.001109 | -0.001051 | -0.000649 | -0.000658 | -0.00049 | -0.00027 | -4.9e-05 | -0.000132 | 0 | 0.000118 | 0.000217 | 0.000395 | 0.000866 | 0.000973 | 0.001463 | 0.001681 | 0.00194 | 0.002118 | 0.002401 | 0.002216 | 0.002309
-0.008052 | -0.007372 | -0.006436 | -0.005772 | -0.005129 | -0.004818 | -0.004507 | -0.004143 | -0.003755 | -0.003538 | -0.003075 | -0.002589 | -0.00203 | -0.001742 | -0.001647 | -0.001197 | -0.001218 | -0.001092 | -0.00108 | -0.000706 | -0.000493 | -0.000457 | -0.000229 | -3e-05 | -1.8e-05 | 0 | 0.000191 | 0.00035 | 0.000475 | 0.000952 | 0.001098 | 0.00144 | 0.001714 | 0.001992 | 0.002097 | 0.0023 | 0.002165 | 0.002305
-0.008228 | -0.007488 | -0.006475 | -0.005856 | -0.00527 | -0.005004 | -0.004569 | -0.004307 | -0.003907 | -0.003652 | -0.003165 | -0.00281 | -0.002183 | -0.001924 | -0.001794 | -0.001374 | -0.001337 | -0.001217 | -0.001077 | -0.000814 | -0.000608 | -0.000588 | -0.000377 | -0.000147 | -0.000205 | 0 | 9.4e-05 | 0.000114 | 0.000276 | 0.000794 | 0.000912 | 0.001287 | 0.001558 | 0.001773 | 0.00185 | 0.002125 | 0.001899 | 0.001984
-0.0081 | -0.007347 | -0.006446 | -0.005757 | -0.005148 | -0.004874 | -0.004546 | -0.004157 | -0.003734 | -0.003591 | -0.003153 | -0.00267 | -0.002159 | -0.001788 | -0.001749 | -0.001314 | -0.001305 | -0.001104 | -0.001107 | -0.000691 | -0.000628 | -0.000587 | -0.00046 | -5.2e-05 | -0.000244 | 0 | -4e-06 | 6.1e-05 | 0.000189 | 0.000642 | 0.000805 | 0.001204 | 0.001505 | 0.001729 | 0.001859 | 0.002001 | 0.001896 | 0.001941
-0.007838 | -0.00702 | -0.00593 | -0.005235 | -0.004665 | -0.004474 | -0.00382 | -0.003761 | -0.003339 | -0.003097 | -0.00281 | -0.002232 | -0.001796 | -0.001412 | -0.001392 | -0.001065 | -0.001116 | -0.000954 | -0.000935 | -0.000417 | -0.000434 | -0.000465 | -0.000311 | -0.000132 | -0.000188 | 0 | 6.8e-05 | 8.2e-05 | 0.000156 | 0.00065 | 0.00063 | 0.001044 | 0.001229 | 0.001367 | 0.001473 | 0.001647 | 0.001467 | 0.001539

## ACS170_CC_tcarray
-0.027815 | -0.023754 | -0.02037 | -0.018638 | -0.018141 | -0.018254 | -0.014382 | -0.013007 | -0.014301 | -0.012216 | -0.011464 | -0.011075 | -0.01085 | -0.01018 | -0.011455 | -0.009856 | -0.008979 | -0.008887 | -0.007742 | -0.007633 | -0.005873 | -0.006122 | -0.00329 | -0.004253 | -0.002132 | 0 | 0.001465 | 0.001731 | 0.001842 | 0.004248 | 0.004719 | 0.006304 | 0.006919 | 0.008267 | 0.009686 | 0.009007 | 0.009975 | 0.011034
-0.028749 | -0.024389 | -0.021097 | -0.017505 | -0.016679 | -0.015784 | -0.013096 | -0.014659 | -0.013934 | -0.01188 | -0.009296 | -0.009213 | -0.007337 | -0.008291 | -0.009351 | -0.007769 | -0.009208 | -0.007652 | -0.006053 | -0.005052 | -0.004946 | -0.004085 | -0.003755 | -0.002275 | -0.002464 | 0 | 0.001102 | 0.002522 | 0.002622 | 0.004318 | 0.004983 | 0.006946 | 0.006103 | 0.00746 | 0.009392 | 0.009602 | 0.009519 | 0.009844
-0.023846 | -0.020269 | -0.016414 | -0.015368 | -0.014851 | -0.013939 | -0.012563 | -0.011733 | -0.011598 | -0.011065 | -0.009366 | -0.009212 | -0.008924 | -0.008738 | -0.008339 | -0.00779 | -0.00639 | -0.007359 | -0.006633 | -0.005382 | -0.006021 | -0.004263 | -0.002432 | -0.001652 | -0.001954 | 0 | 0.000492 | 0.001564 | 0.001942 | 0.003479 | 0.004793 | 0.005533 | 0.00545 | 0.007344 | 0.008433 | 0.008542 | 0.008572 | 0.008591
-0.022463 | -0.018809 | -0.015997 | -0.014284 | -0.013593 | -0.013115 | -0.010434 | -0.010404 | -0.009681 | -0.008548 | -0.0087 | -0.007933 | -0.006097 | -0.006526 | -0.007283 | -0.006147 | -0.006644 | -0.005652 | -0.004855 | -0.004003 | -0.003644 | -0.003123 | -0.002297 | -0.001395 | -0.000883 | 0 | 0.001179 | 0.002894 | 0.003485 | 0.004459 | 0.005147 | 0.006518 | 0.006741 | 0.008022 | 0.008948 | 0.009153 | 0.008908 | 0.009519
-0.021078 | -0.018216 | -0.01517 | -0.013536 | -0.013166 | -0.012555 | -0.010657 | -0.011242 | -0.010883 | -0.009213 | -0.008167 | -0.008572 | -0.008408 | -0.007727 | -0.007803 | -0.006894 | -0.006292 | -0.004996 | -0.005534 | -0.004765 | -0.003545 | -0.004162 | -0.002874 | -0.002323 | -0.002663 | 0 | -6e-05 | 0.001387 | 0.001215 | 0.002585 | 0.002798 | 0.004129 | 0.004182 | 0.004808 | 0.006702 | 0.006551 | 0.00654 | 0.006559
-0.017206 | -0.014901 | -0.012936 | -0.01174 | -0.011564 | -0.010935 | -0.008725 | -0.008373 | -0.008298 | -0.007741 | -0.007256 | -0.006669 | -0.005959 | -0.005931 | -0.006106 | -0.005883 | -0.00476 | -0.005553 | -0.00414 | -0.004153 | -0.00407 | -0.002963 | -0.002374 | -0.001554 | -0.002218 | 0 | 0.000496 | 0.001844 | 0.00208 | 0.00331 | 0.003357 | 0.004488 | 0.004108 | 0.005625 | 0.006046 | 0.006473 | 0.006612 | 0.007126
-0.014818 | -0.012446 | -0.010698 | -0.009848 | -0.009806 | -0.009237 | -0.00863 | -0.007744 | -0.007681 | -0.007022 | -0.006237 | -0.006271 | -0.005585 | -0.005684 | -0.006031 | -0.005267 | -0.005863 | -0.005257 | -0.004668 | -0.004019 | -0.00439 | -0.003524 | -0.002458 | -0.001922 | -0.001774 | 0 | -0.000449 | 0.00049 | 0.000674 | 0.002246 | 0.002222 | 0.003128 | 0.003468 | 0.003797 | 0.004928 | 0.00498 | 0.004946 | 0.004688
-0.013204 | -0.010835 | -0.009007 | -0.007859 | -0.007648 | -0.007966 | -0.006376 | -0.006558 | -0.006821 | -0.005694 | -0.005062 | -0.005296 | -0.004423 | -0.00459 | -0.005011 | -0.003902 | -0.003982 | -0.003737 | -0.003484 | -0.003324 | -0.002923 | -0.002085 | -0.00159 | -0.00127 | -0.001133 | 0 | 0.000615 | 0.001751 | 0.00152 | 0.003041 | 0.002782 | 0.003155 | 0.003339 | 0.00428 | 0.005167 | 0.00503 | 0.005312 | 0.005356
-0.011083 | -0.008914 | -0.007025 | -0.006225 | -0.006536 | -0.005879 | -0.004678 | -0.004975 | -0.004433 | -0.004281 | -0.004247 | -0.003928 | -0.004115 | -0.003796 | -0.00366 | -0.003153 | -0.003252 | -0.003298 | -0.002449 | -0.002502 | -0.001942 | -0.002482 | -0.001646 | -0.000925 | -0.00077 | 0 | 0.00066 | 0.001387 | 0.001693 | 0.001957 | 0.002682 | 0.003395 | 0.00309 | 0.004021 | 0.004559 | 0.004823 | 0.004818 | 0.00469
-0.010875 | -0.008466 | -0.006282 | -0.00533 | -0.005459 | -0.005122 | -0.00458 | -0.004598 | -0.004547 | -0.004123 | -0.003546 | -0.003988 | -0.002888 | -0.003632 | -0.003351 | -0.003235 | -0.003095 | -0.002957 | -0.003139 | -0.002442 | -0.002298 | -0.001743 | -0.00129 | -0.001517 | -0.000842 | 0 | 0.000299 | 0.00069 | 0.001023 | 0.0015 | 0.001751 | 0.001991 | 0.002078 | 0.002627 | 0.003187 | 0.003318 | 0.003487 | 0.003544
-0.009578 | -0.007405 | -0.005485 | -0.00473 | -0.004522 | -0.004593 | -0.003657 | -0.003668 | -0.00367 | -0.003221 | -0.00302 | -0.002743 | -0.002817 | -0.003048 | -0.003487 | -0.002862 | -0.002997 | -0.002817 | -0.002455 | -0.002041 | -0.002228 | -0.00159 | -0.001187 | -0.000965 | -0.001337 | 0 | 0.00034 | 0.000914 | 0.000695 | 0.001403 | 0.001567 | 0.001869 | 0.002018 | 0.002447 | 0.003152 | 0.003134 | 0.003052 | 0.00329
-0.01003 | -0.007728 | -0.005781 | -0.005108 | -0.004876 | -0.004441 | -0.00372 | -0.003882 | -0.003585 | -0.003184 | -0.003099 | -0.002982 | -0.002696 | -0.002477 | -0.002327 | -0.002762 | -0.002503 | -0.002257 | -0.002187 | -0.00209 | -0.001944 | -0.002134 | -0.001217 | -0.001037 | -0.000735 | 0 | 0.000452 | 0.000664 | 0.000363 | 0.001435 | 0.001483 | 0.001859 | 0.0017 | 0.002136 | 0.00232 | 0.00269 | 0.002575 | 0.002609
-0.008206 | -0.006477 | -0.00444 | -0.003628 | -0.0036 | -0.003654 | -0.003093 | -0.002961 | -0.002704 | -0.002344 | -0.002044 | -0.00203 | -0.001863 | -0.00207 | -0.002424 | -0.001806 | -0.001959 | -0.001937 | -0.001735 | -0.00162 | -0.00142 | -0.000859 | -0.000739 | -0.000355 | -0.000685 | 0 | 0.000295 | 0.000832 | 0.001203 | 0.001495 | 0.00133 | 0.001809 | 0.001563 | 0.002114 | 0.002988 | 0.002853 | 0.002861 | 0.002962
-0.008136 | -0.006368 | -0.004658 | -0.004071 | -0.003847 | -0.003712 | -0.002919 | -0.002894 | -0.002833 | -0.002526 | -0.002297 | -0.002206 | -0.002231 | -0.002243 | -0.002385 | -0.001928 | -0.002167 | -0.002014 | -0.001562 | -0.001695 | -0.00168 | -0.001537 | -0.000834 | -0.001137 | -0.000707 | 0 | 0.000428 | 0.000582 | 0.000816 | 0.001118 | 0.00142 | 0.001452 | 0.001618 | 0.002061 | 0.002388 | 0.002687 | 0.002571 | 0.002643
-0.008547 | -0.006865 | -0.005263 | -0.004562 | -0.004302 | -0.003826 | -0.00349 | -0.003372 | -0.003177 | -0.002777 | -0.002463 | -0.002613 | -0.002179 | -0.002273 | -0.002231 | -0.002025 | -0.001953 | -0.00199 | -0.001649 | -0.001594 | -0.001395 | -0.001087 | -0.001116 | -0.000547 | -0.000742 | 0 | 0.000163 | 0.000764 | 0.000533 | 0.000864 | 0.001163 | 0.001431 | 0.001512 | 0.001615 | 0.002269 | 0.002224 | 0.002201 | 0.002153
-0.007227 | -0.005659 | -0.003976 | -0.003479 | -0.003305 | -0.003219 | -0.002649 | -0.002582 | -0.002699 | -0.002203 | -0.001893 | -0.001846 | -0.001638 | -0.001749 | -0.002096 | -0.001695 | -0.001611 | -0.001766 | -0.001663 | -0.001392 | -0.001169 | -0.0008 | -0.000532 | -0.000393 | -0.000564 | 0 | 0.000312 | 0.000575 | 0.000743 | 0.001328 | 0.00125 | 0.001264 | 0.00151 | 0.00179 | 0.00229 | 0.00247 | 0.002362 | 0.002602
-0.006931 | -0.005669 | -0.00441 | -0.003541 | -0.003452 | -0.003181 | -0.002711 | -0.002588 | -0.002356 | -0.002326 | -0.001985 | -0.001906 | -0.001714 | -0.001529 | -0.001727 | -0.001723 | -0.001781 | -0.001566 | -0.001234 | -0.001157 | -0.001066 | -0.001188 | -0.000549 | -0.00065 | -0.000301 | 0 | 0.00021 | 0.000792 | 0.000851 | 0.001091 | 0.001292 | 0.001601 | 0.001623 | 0.00214 | 0.002396 | 0.002646 | 0.002592 | 0.00252
-0.007541 | -0.005985 | -0.004431 | -0.003826 | -0.003546 | -0.00318 | -0.002751 | -0.002776 | -0.002666 | -0.002173 | -0.002081 | -0.00204 | -0.001798 | -0.001896 | -0.001797 | -0.001526 | -0.001623 | -0.001528 | -0.001625 | -0.001431 | -0.001201 | -0.001016 | -0.000635 | -0.000504 | -0.000448 | 0 | 0.000242 | 0.000626 | 0.000612 | 0.00096 | 0.001085 | 0.001444 | 0.001381 | 0.001598 | 0.00216 | 0.002072 | 0.002253 | 0.00215
-0.007115 | -0.005819 | -0.004332 | -0.003774 | -0.003636 | -0.003534 | -0.003058 | -0.003098 | -0.002831 | -0.002469 | -0.002177 | -0.002042 | -0.002013 | -0.001782 | -0.002062 | -0.001877 | -0.001686 | -0.001615 | -0.001619 | -0.001362 | -0.001284 | -0.00101 | -0.000839 | -0.000691 | -0.000609 | 0 | 0.000265 | 0.000671 | 0.000607 | 0.001 | 0.001038 | 0.001257 | 0.001443 | 0.001876 | 0.002176 | 0.002229 | 0.002258 | 0.002303
-0.006698 | -0.005474 | -0.004323 | -0.003513 | -0.003256 | -0.002999 | -0.002499 | -0.002368 | -0.002187 | -0.002138 | -0.001863 | -0.001891 | -0.001686 | -0.001662 | -0.001608 | -0.001377 | -0.001743 | -0.001521 | -0.001143 | -0.001367 | -0.001151 | -0.001093 | -0.000918 | -0.000667 | -0.000529 | 0 | -3.5e-05 | 0.000494 | 0.000585 | 0.001034 | 0.001145 | 0.001337 | 0.001568 | 0.001767 | 0.002175 | 0.002501 | 0.00232 | 0.002296
-0.007126 | -0.005816 | -0.004262 | -0.003633 | -0.003377 | -0.003159 | -0.00274 | -0.002741 | -0.002593 | -0.002235 | -0.002033 | -0.002026 | -0.001694 | -0.001843 | -0.001771 | -0.001541 | -0.00143 | -0.001482 | -0.001383 | -0.001027 | -0.001132 | -0.000786 | -0.000546 | -0.000353 | -0.000583 | 0 | 0.000301 | 0.000456 | 0.000708 | 0.000977 | 0.001141 | 0.00143 | 0.001527 | 0.001874 | 0.002271 | 0.002333 | 0.002362 | 0.002303
-0.006633 | -0.005301 | -0.003974 | -0.003459 | -0.003177 | -0.002939 | -0.002519 | -0.002499 | -0.002418 | -0.002203 | -0.001897 | -0.001778 | -0.001828 | -0.001729 | -0.001895 | -0.001463 | -0.001691 | -0.001419 | -0.001415 | -0.001211 | -0.001121 | -0.001018 | -0.000717 | -0.000694 | -0.000316 | 0 | 9.6e-05 | 0.000539 | 0.000589 | 0.000984 | 0.001074 | 0.0015 | 0.001586 | 0.001986 | 0.002317 | 0.002358 | 0.002451 | 0.002535
-0.00659 | -0.005479 | -0.004093 | -0.003272 | -0.003223 | -0.002938 | -0.002734 | -0.002419 | -0.002286 | -0.001968 | -0.001911 | -0.001644 | -0.001598 | -0.00161 | -0.001605 | -0.001524 | -0.001328 | -0.001437 | -0.001124 | -0.00113 | -0.000977 | -0.000827 | -0.000626 | -0.000313 | -0.000374 | 0 | 0.000157 | 0.000668 | 0.000608 | 0.000996 | 0.00117 | 0.001582 | 0.001615 | 0.001884 | 0.002373 | 0.002477 | 0.002487 | 0.002395
-0.006474 | -0.005304 | -0.003938 | -0.003549 | -0.003303 | -0.003167 | -0.00262 | -0.00259 | -0.002524 | -0.002269 | -0.002024 | -0.001951 | -0.001669 | -0.001728 | -0.001703 | -0.001606 | -0.001472 | -0.001392 | -0.001268 | -0.001154 | -0.001007 | -0.000894 | -0.000558 | -0.000508 | -0.000411 | 0 | 0.000316 | 0.000553 | 0.000746 | 0.001122 | 0.001277 | 0.001532 | 0.001782 | 0.002135 | 0.002536 | 0.002551 | 0.002483 | 0.002547
-0.006509 | -0.005325 | -0.004048 | -0.003376 | -0.003131 | -0.002852 | -0.002571 | -0.002538 | -0.002319 | -0.002093 | -0.001861 | -0.001813 | -0.001727 | -0.001573 | -0.001715 | -0.001405 | -0.001458 | -0.001461 | -0.001268 | -0.001218 | -0.00109 | -0.000999 | -0.000781 | -0.000577 | -0.000572 | 0 | -4.3e-05 | 0.000391 | 0.000571 | 0.00096 | 0.001155 | 0.001482 | 0.001698 | 0.002201 | 0.002438 | 0.002526 | 0.002631 | 0.002578
-0.007319 | -0.00614 | -0.004572 | -0.003849 | -0.003601 | -0.003371 | -0.003063 | -0.002923 | -0.002677 | -0.002392 | -0.002209 | -0.001945 | -0.001741 | -0.001802 | -0.001585 | -0.00147 | -0.00156 | -0.001411 | -0.001287 | -0.00114 | -0.001002 | -0.00071 | -0.000612 | -0.000432 | -0.000295 | 0 | 0.000242 | 0.000521 | 0.000673 | 0.001039 | 0.001277 | 0.001582 | 0.001749 | 0.002021 | 0.002439 | 0.002524 | 0.002558 | 0.002488
-0.006861 | -0.005623 | -0.004238 | -0.003705 | -0.003456 | -0.003197 | -0.002834 | -0.002734 | -0.002681 | -0.002385 | -0.002178 | -0.001978 | -0.001873 | -0.001825 | -0.001856 | -0.001564 | -0.001488 | -0.001425 | -0.001325 | -0.001043 | -0.001066 | -0.00072 | -0.000631 | -0.000455 | -0.000298 | 0 | 0.000306 | 0.000558 | 0.000838 | 0.001185 | 0.00141 | 0.001653 | 0.002015 | 0.00248 | 0.002717 | 0.002804 | 0.002758 | 0.002791
-0.007254 | -0.006031 | -0.004682 | -0.003899 | -0.00362 | -0.003361 | -0.003029 | -0.002902 | -0.002639 | -0.002333 | -0.002105 | -0.001919 | -0.001739 | -0.001627 | -0.00168 | -0.001566 | -0.001511 | -0.001414 | -0.001168 | -0.001043 | -0.000891 | -0.000891 | -0.000638 | -0.000418 | -0.000356 | 0 | 0.000171 | 0.000511 | 0.000625 | 0.001008 | 0.001305 | 0.00167 | 0.001945 | 0.00226 | 0.002583 | 0.002736 | 0.002807 | 0.002605
-0.007032 | -0.00585 | -0.004427 | -0.003851 | -0.003667 | -0.003369 | -0.003092 | -0.003032 | -0.002938 | -0.002638 | -0.002325 | -0.002194 | -0.001891 | -0.001884 | -0.001787 | -0.00167 | -0.001569 | -0.001399 | -0.001272 | -0.001061 | -0.001039 | -0.000716 | -0.000423 | -0.000463 | -0.000329 | 0 | 0.000179 | 0.000606 | 0.000778 | 0.00104 | 0.001374 | 0.001727 | 0.001962 | 0.002296 | 0.002666 | 0.002743 | 0.002666 | 0.002645
-0.007354 | -0.006107 | -0.004722 | -0.004084 | -0.003772 | -0.003488 | -0.003125 | -0.002937 | -0.002758 | -0.002556 | -0.002267 | -0.001986 | -0.001937 | -0.0018 | -0.001771 | -0.001567 | -0.001535 | -0.001446 | -0.001265 | -0.001038 | -0.000926 | -0.000697 | -0.000683 | -0.000463 | -0.000275 | 0 | 0.000268 | 0.000537 | 0.000718 | 0.001118 | 0.001372 | 0.001703 | 0.002039 | 0.002406 | 0.002697 | 0.002812 | 0.002785 | 0.002753
-0.006776 | -0.005737 | -0.00444 | -0.003692 | -0.00345 | -0.003223 | -0.003001 | -0.002886 | -0.002693 | -0.002472 | -0.00226 | -0.002179 | -0.001894 | -0.001868 | -0.001766 | -0.001604 | -0.001564 | -0.001454 | -0.00126 | -0.001133 | -0.000934 | -0.000889 | -0.000558 | -0.000554 | -0.000377 | 0 | 0.000197 | 0.000468 | 0.000616 | 0.000943 | 0.001258 | 0.00159 | 0.001904 | 0.002249 | 0.002535 | 0.002637 | 0.002697 | 0.002574
-0.007109 | -0.005895 | -0.004425 | -0.003998 | -0.003735 | -0.003429 | -0.003152 | -0.003075 | -0.002898 | -0.002618 | -0.002376 | -0.00217 | -0.001955 | -0.001897 | -0.001848 | -0.001602 | -0.001652 | -0.00145 | -0.001282 | -0.001012 | -0.001015 | -0.000716 | -0.000526 | -0.000295 | -0.000275 | 0 | 0.000247 | 0.00056 | 0.00077 | 0.001147 | 0.00128 | 0.001655 | 0.001964 | 0.002298 | 0.002642 | 0.002782 | 0.002732 | 0.002687
-0.006956 | -0.005788 | -0.004608 | -0.003936 | -0.0036 | -0.003312 | -0.00306 | -0.002849 | -0.002659 | -0.002411 | -0.002195 | -0.001976 | -0.001877 | -0.001741 | -0.001723 | -0.001562 | -0.001375 | -0.001279 | -0.001187 | -0.001015 | -0.000862 | -0.00073 | -0.000625 | -0.000394 | -0.000247 | 0 | 0.000138 | 0.000548 | 0.000778 | 0.001071 | 0.001293 | 0.001703 | 0.002025 | 0.002466 | 0.002677 | 0.002761 | 0.002793 | 0.002806
-0.006949 | -0.005929 | -0.004472 | -0.003778 | -0.00356 | -0.003381 | -0.003155 | -0.003027 | -0.002811 | -0.002569 | -0.002317 | -0.002179 | -0.001894 | -0.001826 | -0.001637 | -0.0015 | -0.001467 | -0.001409 | -0.001205 | -0.00106 | -0.000853 | -0.000757 | -0.000458 | -0.000456 | -0.000321 | 0 | 0.000245 | 0.000536 | 0.000629 | 0.000924 | 0.001278 | 0.001535 | 0.001801 | 0.002122 | 0.002492 | 0.002572 | 0.002631 | 0.00252
-0.00715 | -0.006007 | -0.004637 | -0.004183 | -0.003885 | -0.003634 | -0.003277 | -0.003116 | -0.003026 | -0.002742 | -0.002552 | -0.002234 | -0.002121 | -0.001972 | -0.001843 | -0.00164 | -0.001616 | -0.001441 | -0.00131 | -0.00107 | -0.001005 | -0.000713 | -0.000544 | -0.000391 | -0.000305 | 0 | 0.000228 | 0.000504 | 0.000729 | 0.001028 | 0.001223 | 0.00157 | 0.001877 | 0.002226 | 0.002497 | 0.002641 | 0.002548 | 0.002606
-0.006501 | -0.005412 | -0.004262 | -0.003605 | -0.003275 | -0.003017 | -0.002878 | -0.002711 | -0.002529 | -0.002341 | -0.002073 | -0.001878 | -0.001788 | -0.00168 | -0.001679 | -0.001481 | -0.001421 | -0.001308 | -0.001146 | -0.001059 | -0.000783 | -0.000727 | -0.000597 | -0.000346 | -0.000285 | 0 | 0.000255 | 0.000532 | 0.000661 | 0.000954 | 0.001144 | 0.001468 | 0.001816 | 0.002229 | 0.002477 | 0.002647 | 0.002696 | 0.002607
-0.00744 | -0.006349 | -0.004894 | -0.004275 | -0.004009 | -0.003799 | -0.003489 | -0.003436 | -0.003222 | -0.002903 | -0.002699 | -0.002445 | -0.002151 | -0.002118 | -0.00192 | -0.001747 | -0.001668 | -0.001574 | -0.001328 | -0.001094 | -0.001013 | -0.000767 | -0.00048 | -0.000445 | -0.000341 | 0 | 0.000156 | 0.00043 | 0.000564 | 0.000844 | 0.001072 | 0.001362 | 0.001623 | 0.002017 | 0.00229 | 0.00234 | 0.002428 | 0.002396
-0.007216 | -0.006059 | -0.004806 | -0.004229 | -0.003906 | -0.003643 | -0.003387 | -0.003263 | -0.003042 | -0.002787 | -0.002535 | -0.002307 | -0.00215 | -0.001983 | -0.001951 | -0.001783 | -0.001662 | -0.001497 | -0.001303 | -0.001126 | -0.000951 | -0.000775 | -0.000645 | -0.000367 | -0.000251 | 0 | 0.000218 | 0.000493 | 0.000677 | 0.000955 | 0.001089 | 0.001442 | 0.001711 | 0.002055 | 0.002317 | 0.00247 | 0.002426 | 0.002494
-0.006983 | -0.005862 | -0.004534 | -0.003849 | -0.003563 | -0.003356 | -0.003149 | -0.003026 | -0.00283 | -0.002639 | -0.002335 | -0.002144 | -0.001932 | -0.001798 | -0.001784 | -0.001596 | -0.001534 | -0.001401 | -0.001288 | -0.001068 | -0.000869 | -0.000681 | -0.000534 | -0.000379 | -0.000233 | 0 | 0.000227 | 0.000455 | 0.000545 | 0.000754 | 0.000928 | 0.001197 | 0.00147 | 0.001896 | 0.002136 | 0.002254 | 0.002339 | 0.002207
-0.007234 | -0.006187 | -0.004775 | -0.004264 | -0.003923 | -0.003713 | -0.003454 | -0.003356 | -0.003153 | -0.002895 | -0.002683 | -0.002393 | -0.00219 | -0.00209 | -0.001948 | -0.001819 | -0.001684 | -0.001585 | -0.001358 | -0.001115 | -0.000952 | -0.00077 | -0.000494 | -0.000384 | -0.00028 | 0 | 0.000213 | 0.000493 | 0.000577 | 0.000695 | 0.000871 | 0.001108 | 0.001327 | 0.001626 | 0.001936 | 0.002035 | 0.002044 | 0.002024
-0.006661 | -0.005519 | -0.00432 | -0.003697 | -0.003429 | -0.003192 | -0.00304 | -0.002848 | -0.002742 | -0.002528 | -0.00226 | -0.002013 | -0.00195 | -0.001752 | -0.001784 | -0.001576 | -0.001535 | -0.001341 | -0.001218 | -0.001051 | -0.00088 | -0.000673 | -0.000468 | -0.000334 | -0.000263 | 0 | 0.000241 | 0.000427 | 0.000578 | 0.000719 | 0.000815 | 0.001036 | 0.0013 | 0.001657 | 0.00191 | 0.002048 | 0.002047 | 0.002029
-0.003677 | -0.002907 | -0.001932 | -0.001494 | -0.001286 | -0.001137 | -0.001033 | -0.000908 | -0.000754 | -0.000598 | -0.000504 | -0.000348 | -0.000295 | -0.000225 | -0.000167 | -0.000113 | -0.000146 | -7.7e-05 | -0.000153 | -8.8e-05 | -0.00016 | -8.4e-05 | -7.8e-05 | 1.3e-05 | -0.000106 | 0 | 7.2e-05 | 0.000174 | 0.000231 | 0.000307 | 0.000262 | 0.000288 | 0.000305 | 0.000483 | 0.00064 | 0.000665 | 0.000656 | 0.000566
-0.004157 | -0.00339 | -0.002401 | -0.001991 | -0.001793 | -0.001619 | -0.001357 | -0.001291 | -0.001193 | -0.000991 | -0.000832 | -0.000707 | -0.000599 | -0.000526 | -0.00052 | -0.000448 | -0.00041 | -0.000371 | -0.000309 | -0.000297 | -0.000262 | -0.000189 | -0.00018 | -0.000148 | -0.000109 | 0 | 9.9e-05 | 0.000245 | 0.000258 | 0.000365 | 0.000373 | 0.000411 | 0.000497 | 0.000645 | 0.000748 | 0.000813 | 0.000782 | 0.000715
-0.00417 | -0.003401 | -0.002573 | -0.00215 | -0.001917 | -0.001715 | -0.001534 | -0.001418 | -0.001259 | -0.001058 | -0.000858 | -0.000722 | -0.000659 | -0.000567 | -0.000534 | -0.000327 | -0.000391 | -0.000325 | -0.000305 | -0.000313 | -0.000243 | -0.000244 | -0.000157 | -0.000184 | -0.000107 | 0 | 9.9e-05 | 0.000258 | 0.000328 | 0.000391 | 0.000521 | 0.000579 | 0.000629 | 0.000826 | 0.00096 | 0.001042 | 0.000966 | 0.000934
-0.004681 | -0.003842 | -0.002756 | -0.002259 | -0.002033 | -0.001827 | -0.00168 | -0.001512 | -0.001363 | -0.001159 | -0.001006 | -0.000813 | -0.000711 | -0.000631 | -0.000553 | -0.000499 | -0.000431 | -0.000388 | -0.000397 | -0.00028 | -0.000287 | -0.000216 | -0.000166 | -6.8e-05 | -0.000124 | 0 | 9.8e-05 | 0.000242 | 0.000286 | 0.000512 | 0.000483 | 0.000644 | 0.000674 | 0.000878 | 0.001073 | 0.001103 | 0.001049 | 0.000988
-0.004869 | -0.004117 | -0.003146 | -0.002715 | -0.002488 | -0.002275 | -0.001977 | -0.001907 | -0.001728 | -0.00151 | -0.001322 | -0.001135 | -0.000982 | -0.000901 | -0.000848 | -0.000697 | -0.000639 | -0.000562 | -0.000493 | -0.000465 | -0.000387 | -0.000312 | -0.000229 | -0.000273 | -0.000129 | 0 | 0.000107 | 0.000313 | 0.000399 | 0.000516 | 0.000625 | 0.000738 | 0.000877 | 0.00105 | 0.001203 | 0.001226 | 0.001224 | 0.00117
-0.004879 | -0.003967 | -0.002981 | -0.00246 | -0.002229 | -0.001998 | -0.001829 | -0.001723 | -0.001546 | -0.001341 | -0.001144 | -0.001025 | -0.000904 | -0.000794 | -0.00074 | -0.000534 | -0.000532 | -0.000523 | -0.000412 | -0.000355 | -0.000321 | -0.000268 | -0.00025 | -0.000159 | -8.7e-05 | 0 | 0.000131 | 0.000327 | 0.000429 | 0.000587 | 0.000738 | 0.000864 | 0.000955 | 0.001207 | 0.001328 | 0.001443 | 0.001395 | 0.001312
-0.00521 | -0.004377 | -0.003274 | -0.002794 | -0.002536 | -0.002289 | -0.002044 | -0.001929 | -0.001733 | -0.001486 | -0.001254 | -0.001047 | -0.000846 | -0.000758 | -0.000722 | -0.000633 | -0.000603 | -0.000508 | -0.000481 | -0.000364 | -0.000385 | -0.000261 | -0.000198 | -7.5e-05 | -0.000145 | 0 | 0.000154 | 0.000323 | 0.000459 | 0.000605 | 0.000735 | 0.000885 | 0.001052 | 0.001245 | 0.001422 | 0.001491 | 0.001474 | 0.001391
-0.00536 | -0.00458 | -0.003612 | -0.003116 | -0.002846 | -0.002607 | -0.002314 | -0.002196 | -0.002019 | -0.001774 | -0.00153 | -0.001338 | -0.001219 | -0.001065 | -0.001029 | -0.000867 | -0.000805 | -0.000688 | -0.000612 | -0.00053 | -0.000481 | -0.000416 | -0.000307 | -0.000295 | -0.00015 | 0 | 9.9e-05 | 0.000352 | 0.000427 | 0.000632 | 0.000782 | 0.000949 | 0.00111 | 0.001353 | 0.001466 | 0.001539 | 0.001508 | 0.001471
-0.005498 | -0.00461 | -0.003586 | -0.003081 | -0.002814 | -0.002574 | -0.002382 | -0.002231 | -0.002059 | -0.001796 | -0.001604 | -0.001387 | -0.001244 | -0.001121 | -0.001014 | -0.00085 | -0.00082 | -0.000725 | -0.000669 | -0.000576 | -0.00048 | -0.000429 | -0.000353 | -0.000238 | -0.00019 | 0 | 0.000119 | 0.000325 | 0.000447 | 0.000653 | 0.000822 | 0.000999 | 0.001161 | 0.001388 | 0.001544 | 0.001606 | 0.001574 | 0.001517
-0.005354 | -0.004582 | -0.003523 | -0.002987 | -0.002721 | -0.002512 | -0.002274 | -0.002176 | -0.001978 | -0.001756 | -0.001547 | -0.00135 | -0.001196 | -0.001083 | -0.000996 | -0.000892 | -0.000798 | -0.000756 | -0.000619 | -0.000535 | -0.000439 | -0.000371 | -0.000298 | -0.000232 | -0.000164 | 0 | 0.000142 | 0.000366 | 0.000493 | 0.000713 | 0.000874 | 0.001078 | 0.001253 | 0.001499 | 0.001664 | 0.001706 | 0.001715 | 0.001638
-0.005249 | -0.004489 | -0.003542 | -0.003091 | -0.002781 | -0.002471 | -0.002252 | -0.002144 | -0.001946 | -0.001736 | -0.001553 | -0.001345 | -0.001183 | -0.001083 | -0.00102 | -0.000908 | -0.000836 | -0.000761 | -0.000665 | -0.000565 | -0.000492 | -0.000401 | -0.000336 | -0.000261 | -0.000168 | 0 | 0.000117 | 0.000379 | 0.000509 | 0.000736 | 0.00091 | 0.001117 | 0.001296 | 0.001538 | 0.001714 | 0.001782 | 0.001764 | 0.001716
-0.005399 | -0.004621 | -0.003643 | -0.003168 | -0.002959 | -0.002656 | -0.00233 | -0.002208 | -0.002053 | -0.001809 | -0.00159 | -0.001404 | -0.001246 | -0.00111 | -0.001036 | -0.000867 | -0.000813 | -0.000772 | -0.000685 | -0.000558 | -0.000494 | -0.000384 | -0.000284 | -0.000197 | -0.000144 | 0 | 0.000148 | 0.000406 | 0.000521 | 0.000773 | 0.000963 | 0.00118 | 0.001352 | 0.001623 | 0.001786 | 0.001873 | 0.001861 | 0.001795
-0.005596 | -0.004815 | -0.003829 | -0.003355 | -0.003078 | -0.002749 | -0.002527 | -0.002383 | -0.002184 | -0.001934 | -0.001731 | -0.001504 | -0.001356 | -0.001248 | -0.001139 | -0.000977 | -0.000944 | -0.000832 | -0.000764 | -0.000618 | -0.000566 | -0.000422 | -0.000356 | -0.000238 | -0.000203 | 0 | 0.000173 | 0.000353 | 0.000559 | 0.000778 | 0.000997 | 0.001226 | 0.001445 | 0.001681 | 0.001871 | 0.001924 | 0.001889 | 0.001856
-0.005517 | -0.004764 | -0.003765 | -0.003239 | -0.002974 | -0.002745 | -0.002497 | -0.002363 | -0.002191 | -0.00195 | -0.001734 | -0.001523 | -0.001395 | -0.001228 | -0.001117 | -0.000971 | -0.000914 | -0.000805 | -0.000705 | -0.000581 | -0.000513 | -0.000417 | -0.000309 | -0.000209 | -0.000161 | 0 | 0.000193 | 0.000424 | 0.000601 | 0.000839 | 0.00102 | 0.001266 | 0.001484 | 0.001759 | 0.001981 | 0.002032 | 0.002033 | 0.001974
-0.005471 | -0.00465 | -0.003668 | -0.003199 | -0.002964 | -0.002703 | -0.002464 | -0.002379 | -0.002182 | -0.001963 | -0.001708 | -0.001512 | -0.001398 | -0.001264 | -0.001203 | -0.00104 | -0.000989 | -0.000859 | -0.000757 | -0.000662 | -0.000583 | -0.000452 | -0.000333 | -0.00028 | -0.000151 | 0 | 0.000173 | 0.000392 | 0.00058 | 0.000841 | 0.001039 | 0.001292 | 0.001512 | 0.00177 | 0.001975 | 0.002056 | 0.002054 | 0.002017
-0.005778 | -0.004986 | -0.003976 | -0.00349 | -0.003254 | -0.003011 | -0.002808 | -0.002656 | -0.002473 | -0.002232 | -0.001986 | -0.001786 | -0.001606 | -0.001447 | -0.001365 | -0.0012 | -0.001118 | -0.000992 | -0.000875 | -0.000722 | -0.00065 | -0.000502 | -0.000421 | -0.000283 | -0.000203 | 0 | 0.00017 | 0.000396 | 0.000542 | 0.000788 | 0.00108 | 0.001311 | 0.001519 | 0.001814 | 0.001976 | 0.00207 | 0.00203 | 0.002022
-0.00625 | -0.005483 | -0.00449 | -0.004054 | -0.003804 | -0.003557 | -0.003223 | -0.003089 | -0.002867 | -0.002562 | -0.002275 | -0.002013 | -0.001797 | -0.001616 | -0.001525 | -0.001342 | -0.001227 | -0.001133 | -0.000987 | -0.000838 | -0.000699 | -0.000597 | -0.000468 | -0.000377 | -0.000201 | 0 | 0.000166 | 0.000432 | 0.000568 | 0.000857 | 0.001064 | 0.001325 | 0.001613 | 0.00187 | 0.00205 | 0.002099 | 0.002087 | 0.002075
-0.006097 | -0.005243 | -0.004211 | -0.00365 | -0.003318 | -0.003021 | -0.002776 | -0.002637 | -0.002397 | -0.002164 | -0.001934 | -0.001716 | -0.001569 | -0.001412 | -0.001349 | -0.001167 | -0.001079 | -0.000962 | -0.000884 | -0.000698 | -0.000618 | -0.000486 | -0.000335 | -0.000297 | -0.000161 | 0 | 0.000181 | 0.000463 | 0.00062 | 0.000867 | 0.001171 | 0.001412 | 0.001645 | 0.001933 | 0.002167 | 0.002264 | 0.002281 | 0.002209
-0.00559 | -0.004787 | -0.003754 | -0.003332 | -0.003086 | -0.002846 | -0.002632 | -0.002487 | -0.002326 | -0.00206 | -0.001858 | -0.001613 | -0.001488 | -0.001353 | -0.001226 | -0.001059 | -0.001038 | -0.000905 | -0.000854 | -0.000689 | -0.000592 | -0.000435 | -0.000321 | -0.000177 | -0.00018 | 0 | 0.000237 | 0.000446 | 0.000658 | 0.00094 | 0.001161 | 0.001442 | 0.001671 | 0.00198 | 0.002169 | 0.002276 | 0.002299 | 0.00224
-0.005652 | -0.004916 | -0.00401 | -0.00356 | -0.003348 | -0.003146 | -0.002878 | -0.002749 | -0.002582 | -0.002299 | -0.002052 | -0.001832 | -0.001668 | -0.001495 | -0.001447 | -0.001274 | -0.001165 | -0.001084 | -0.000902 | -0.000746 | -0.000632 | -0.000514 | -0.000368 | -0.000204 | -0.000136 | 0 | 0.000227 | 0.000509 | 0.0007 | 0.000998 | 0.00121 | 0.001488 | 0.00175 | 0.00204 | 0.002264 | 0.002343 | 0.002356 | 0.002348
-0.005935 | -0.005155 | -0.004242 | -0.003675 | -0.003431 | -0.003171 | -0.002973 | -0.002807 | -0.002577 | -0.002386 | -0.002075 | -0.001877 | -0.001684 | -0.001555 | -0.00144 | -0.001257 | -0.001201 | -0.001039 | -0.000969 | -0.000859 | -0.000723 | -0.000574 | -0.000466 | -0.000351 | -0.000215 | 0 | 0.000158 | 0.000441 | 0.000617 | 0.000847 | 0.001127 | 0.001442 | 0.001617 | 0.001928 | 0.002167 | 0.002316 | 0.002304 | 0.002264
-0.00598 | -0.005179 | -0.004077 | -0.003704 | -0.003469 | -0.003233 | -0.002987 | -0.002872 | -0.002715 | -0.002385 | -0.002186 | -0.001936 | -0.001759 | -0.001592 | -0.001451 | -0.001339 | -0.001249 | -0.001113 | -0.000965 | -0.000783 | -0.000727 | -0.000511 | -0.000429 | -0.000249 | -0.000219 | 0 | 0.000231 | 0.000455 | 0.000669 | 0.000932 | 0.001126 | 0.001388 | 0.001653 | 0.001958 | 0.002198 | 0.002243 | 0.002257 | 0.00225
-0.005502 | -0.004772 | -0.003957 | -0.003455 | -0.003242 | -0.003028 | -0.002779 | -0.00266 | -0.002488 | -0.002267 | -0.00204 | -0.00184 | -0.001683 | -0.001514 | -0.001503 | -0.001346 | -0.001263 | -0.001147 | -0.000983 | -0.000882 | -0.000725 | -0.000622 | -0.000446 | -0.000339 | -0.000188 | 0 | 0.000129 | 0.00048 | 0.000581 | 0.00086 | 0.001129 | 0.001385 | 0.001644 | 0.001947 | 0.002148 | 0.002264 | 0.002305 | 0.002301
-0.005806 | -0.005013 | -0.003973 | -0.003474 | -0.003218 | -0.002981 | -0.002854 | -0.002672 | -0.002452 | -0.00226 | -0.001962 | -0.001757 | -0.001613 | -0.001513 | -0.00133 | -0.001128 | -0.001108 | -0.001034 | -0.000882 | -0.000722 | -0.000683 | -0.000495 | -0.000351 | -0.000277 | -0.000151 | 0 | 0.000198 | 0.00045 | 0.000604 | 0.000848 | 0.001085 | 0.001308 | 0.001515 | 0.001846 | 0.002045 | 0.002215 | 0.002169 | 0.002164
-0.005597 | -0.004828 | -0.003823 | -0.003499 | -0.003271 | -0.003063 | -0.002732 | -0.002665 | -0.002561 | -0.002232 | -0.002065 | -0.001813 | -0.001655 | -0.001499 | -0.001442 | -0.001311 | -0.001258 | -0.001178 | -0.000993 | -0.000796 | -0.00073 | -0.000554 | -0.000394 | -0.000235 | -0.000223 | 0 | 0.000218 | 0.000377 | 0.000606 | 0.000866 | 0.001 | 0.001271 | 0.001507 | 0.001785 | 0.001985 | 0.002086 | 0.002094 | 0.002086
-0.005164 | -0.004437 | -0.003685 | -0.003129 | -0.002916 | -0.002757 | -0.00251 | -0.002387 | -0.00219 | -0.002065 | -0.001818 | -0.001609 | -0.0015 | -0.001374 | -0.001299 | -0.001193 | -0.001096 | -0.001031 | -0.000888 | -0.000822 | -0.000624 | -0.00055 | -0.000365 | -0.00032 | -0.000115 | 0 | 7.7e-05 | 0.000442 | 0.000509 | 0.000727 | 0.000921 | 0.001127 | 0.001356 | 0.001641 | 0.001861 | 0.001945 | 0.002 | 0.001928
-0.005095 | -0.004342 | -0.003259 | -0.002864 | -0.00266 | -0.002509 | -0.002365 | -0.002247 | -0.002094 | -0.00186 | -0.00166 | -0.001528 | -0.001383 | -0.001268 | -0.001109 | -0.000999 | -0.001028 | -0.000891 | -0.000791 | -0.000618 | -0.000614 | -0.000417 | -0.00028 | -0.0002 | -0.000214 | 0 | 0.000176 | 0.000349 | 0.000482 | 0.000637 | 0.000775 | 0.001012 | 0.001126 | 0.001404 | 0.001609 | 0.001677 | 0.001659 | 0.001692
-0.005559 | -0.004686 | -0.003702 | -0.003321 | -0.00309 | -0.002871 | -0.002514 | -0.002454 | -0.002284 | -0.002048 | -0.001822 | -0.001592 | -0.001455 | -0.001335 | -0.001286 | -0.001209 | -0.001127 | -0.00107 | -0.000875 | -0.000679 | -0.000575 | -0.000472 | -0.000357 | -0.000264 | -0.000212 | 0 | 0.000163 | 0.000363 | 0.000496 | 0.000685 | 0.000815 | 0.000956 | 0.001153 | 0.001417 | 0.001568 | 0.001579 | 0.001617 | 0.001602
-0.004724 | -0.003998 | -0.003134 | -0.002535 | -0.002259 | -0.002138 | -0.001975 | -0.001847 | -0.001667 | -0.001649 | -0.001328 | -0.001232 | -0.001078 | -0.001011 | -0.000937 | -0.000831 | -0.000834 | -0.000775 | -0.000681 | -0.000588 | -0.000496 | -0.000352 | -0.000281 | -0.000265 | -0.000142 | 0 | 1e-05 | 0.000315 | 0.000337 | 0.000472 | 0.000575 | 0.000795 | 0.000875 | 0.001073 | 0.001292 | 0.001429 | 0.001417 | 0.001366
-0.004867 | -0.004056 | -0.002903 | -0.00256 | -0.002408 | -0.002212 | -0.002022 | -0.001951 | -0.001827 | -0.00153 | -0.001421 | -0.001252 | -0.001117 | -0.001045 | -0.00089 | -0.000793 | -0.000835 | -0.000672 | -0.000606 | -0.000471 | -0.000542 | -0.000321 | -0.00024 | -0.000116 | -0.000201 | 0 | 0.000153 | 0.000275 | 0.000361 | 0.000452 | 0.000607 | 0.00069 | 0.000741 | 0.001005 | 0.001119 | 0.001078 | 0.001076 | 0.001044
-0.00448 | -0.003629 | -0.002758 | -0.002338 | -0.002139 | -0.001905 | -0.001603 | -0.001578 | -0.001424 | -0.001248 | -0.001067 | -0.000939 | -0.000836 | -0.000733 | -0.000772 | -0.000806 | -0.000673 | -0.000694 | -0.000541 | -0.000423 | -0.00033 | -0.000328 | -0.000154 | -0.000121 | -0.000102 | 0 | 0.000104 | 0.000277 | 0.000343 | 0.000528 | 0.000533 | 0.000669 | 0.000778 | 0.000949 | 0.001133 | 0.001131 | 0.001101 | 0.001058
-0.003954 | -0.003222 | -0.002303 | -0.001728 | -0.001554 | -0.001432 | -0.001306 | -0.001221 | -0.00107 | -0.001023 | -0.000781 | -0.000687 | -0.000585 | -0.00058 | -0.000573 | -0.000382 | -0.000528 | -0.000467 | -0.000423 | -0.000299 | -0.000347 | -0.000148 | -0.000145 | -0.000168 | -0.000135 | 0 | 3.4e-05 | 0.000257 | 0.000178 | 0.000231 | 0.000334 | 0.000497 | 0.000451 | 0.000641 | 0.000753 | 0.00083 | 0.000819 | 0.000692
-0.003925 | -0.00308 | -0.002044 | -0.00188 | -0.001693 | -0.0015 | -0.001266 | -0.001312 | -0.001286 | -0.000918 | -0.000835 | -0.00072 | -0.000692 | -0.000664 | -0.000596 | -0.000543 | -0.000595 | -0.000508 | -0.000399 | -0.000271 | -0.000382 | -0.000232 | -0.000167 | -3.2e-05 | -0.000253 | 0 | 0.000117 | 0.000155 | 0.000287 | 0.000384 | 0.00034 | 0.000421 | 0.00043 | 0.000606 | 0.000713 | 0.000698 | 0.00061 | 0.000632
-0.003318 | -0.002539 | -0.001874 | -0.001364 | -0.001234 | -0.001127 | -0.000841 | -0.000806 | -0.000605 | -0.000643 | -0.000451 | -0.000439 | -0.000242 | -0.000314 | -0.00037 | -0.000378 | -0.000328 | -0.000344 | -0.000253 | -0.000247 | -0.000122 | -0.000167 | -9.9e-05 | -0.000101 | 2e-06 | 0 | -5.2e-05 | 0.000216 | 0.000172 | 0.000339 | 0.000332 | 0.000405 | 0.00046 | 0.000561 | 0.000679 | 0.000689 | 0.00065 | 0.000569
-0.003411 | -0.00264 | -0.001571 | -0.001163 | -0.001031 | -0.000851 | -0.000819 | -0.000786 | -0.000695 | -0.000555 | -0.000463 | -0.00038 | -0.000261 | -0.000225 | -0.000289 | -8.2e-05 | -0.000289 | -0.000242 | -0.000198 | -0.000127 | -0.000156 | -4e-05 | -2.8e-05 | -8.9e-05 | -0.000162 | 0 | -1.4e-05 | 0.000145 | 0.000112 | 0.000114 | 0.000134 | 0.000258 | 0.000149 | 0.000337 | 0.000395 | 0.00045 | 0.000349 | 0.000263
-0.002919 | -0.002128 | -0.001286 | -0.001117 | -0.000989 | -0.000869 | -0.00051 | -0.000576 | -0.000583 | -0.000331 | -0.000266 | -0.000193 | -0.000181 | -0.000161 | -0.00024 | -0.000125 | -0.000266 | -0.000243 | -0.000109 | -8.4e-05 | -9.2e-05 | -0.000127 | 1e-06 | 8.7e-05 | -0.000182 | 0 | 0.000101 | 0.000121 | 0.00023 | 0.000337 | 0.000344 | 0.000329 | 0.000328 | 0.000412 | 0.000572 | 0.000426 | 0.00037 | 0.000344

## ACS182_CC_taarray
-0.13774 | -0.13182 | -0.12344 | -0.11414 | -0.1071 | -0.099999 | -0.09557 | -0.091238 | -0.083928 | -0.079445 | -0.075804 | -0.069035 | -0.062611 | -0.05672 | -0.051504 | -0.045403 | -0.039356 | -0.033748 | -0.028683 | -0.02265 | -0.018773 | -0.013196 | -0.008156 | -0.005961 | 0 | 0.005595 | 0.010999 | 0.018359 | 0.023535 | 0.030452 | 0.036766 | 0.042723 | 0.047925 | 0.054262 | 0.058233 | 0.062139 | 0.066461
-0.12368 | -0.11797 | -0.10941 | -0.10039 | -0.093253 | -0.086507 | -0.082769 | -0.078114 | -0.072645 | -0.069161 | -0.065205 | -0.05998 | -0.053642 | -0.048937 | -0.043788 | -0.03917 | -0.034183 | -0.029353 | -0.024626 | -0.019319 | -0.014807 | -0.011387 | -0.006714 | -0.005113 | 0 | 0.004954 | 0.010386 | 0.016295 | 0.020916 | 0.027142 | 0.032097 | 0.03774 | 0.042514 | 0.047802 | 0.051402 | 0.055415 | 0.058449
-0.10781 | -0.10277 | -0.095477 | -0.087512 | -0.08174 | -0.075579 | -0.072721 | -0.068363 | -0.06349 | -0.060154 | -0.056736 | -0.051832 | -0.046482 | -0.042031 | -0.037556 | -0.033348 | -0.028642 | -0.025175 | -0.021094 | -0.016302 | -0.01288 | -0.009374 | -0.006366 | -0.004198 | 0 | 0.004487 | 0.00868 | 0.01416 | 0.018004 | 0.022886 | 0.027813 | 0.032418 | 0.036345 | 0.040689 | 0.043705 | 0.046797 | 0.04941
-0.094053 | -0.088969 | -0.082033 | -0.075094 | -0.070315 | -0.064976 | -0.061938 | -0.058984 | -0.054969 | -0.051861 | -0.049207 | -0.044641 | -0.040726 | -0.036839 | -0.032935 | -0.029194 | -0.025735 | -0.021907 | -0.018264 | -0.01432 | -0.011916 | -0.008342 | -0.005612 | -0.00378 | 0 | 0.003577 | 0.007257 | 0.012063 | 0.015256 | 0.019867 | 0.023626 | 0.027313 | 0.030802 | 0.034687 | 0.037049 | 0.039701 | 0.041636
-0.081762 | -0.076939 | -0.070365 | -0.064073 | -0.059759 | -0.055408 | -0.053021 | -0.050084 | -0.046702 | -0.044281 | -0.042021 | -0.038165 | -0.034676 | -0.031297 | -0.028139 | -0.025059 | -0.021661 | -0.018802 | -0.015665 | -0.012229 | -0.009808 | -0.007358 | -0.004849 | -0.003372 | 0 | 0.003251 | 0.006552 | 0.010581 | 0.013619 | 0.017106 | 0.020606 | 0.02396 | 0.026869 | 0.030341 | 0.032343 | 0.034081 | 0.035949
-0.073485 | -0.068679 | -0.062385 | -0.056719 | -0.052785 | -0.048714 | -0.046446 | -0.044256 | -0.041076 | -0.039121 | -0.037246 | -0.033661 | -0.030635 | -0.027865 | -0.024666 | -0.021859 | -0.019071 | -0.016345 | -0.013732 | -0.010716 | -0.0087 | -0.00628 | -0.004141 | -0.002886 | 0 | 0.002849 | 0.005773 | 0.009483 | 0.012104 | 0.015275 | 0.018322 | 0.021 | 0.02383 | 0.026375 | 0.028136 | 0.030225 | 0.031421
-0.065035 | -0.060564 | -0.054961 | -0.04971 | -0.046191 | -0.043009 | -0.040955 | -0.03898 | -0.036294 | -0.034373 | -0.032912 | -0.029701 | -0.027163 | -0.024373 | -0.021802 | -0.019521 | -0.016915 | -0.014503 | -0.012363 | -0.009464 | -0.007413 | -0.005556 | -0.003984 | -0.002799 | 0 | 0.002627 | 0.005312 | 0.008444 | 0.010734 | 0.013718 | 0.016434 | 0.018726 | 0.021044 | 0.02392 | 0.025182 | 0.026821 | 0.027899
-0.059812 | -0.055699 | -0.050305 | -0.045402 | -0.0424 | -0.039302 | -0.037666 | -0.035714 | -0.033284 | -0.031639 | -0.02998 | -0.02731 | -0.024928 | -0.022345 | -0.020033 | -0.017863 | -0.015448 | -0.013547 | -0.011202 | -0.008809 | -0.007337 | -0.005163 | -0.003424 | -0.002492 | 0 | 0.002228 | 0.004725 | 0.007532 | 0.009663 | 0.01243 | 0.015019 | 0.017191 | 0.019467 | 0.021637 | 0.023063 | 0.024514 | 0.025471
-0.054588 | -0.050594 | -0.04574 | -0.041519 | -0.0387 | -0.035807 | -0.034356 | -0.0328 | -0.030458 | -0.029061 | -0.02775 | -0.025103 | -0.022977 | -0.020545 | -0.01872 | -0.016463 | -0.014357 | -0.012366 | -0.010066 | -0.008012 | -0.006629 | -0.004891 | -0.003229 | -0.002242 | 0 | 0.002146 | 0.004573 | 0.007193 | 0.009036 | 0.011666 | 0.013838 | 0.015893 | 0.018019 | 0.02026 | 0.021373 | 0.022729 | 0.023725
-0.050523 | -0.046759 | -0.042379 | -0.038388 | -0.035766 | -0.033143 | -0.031898 | -0.030418 | -0.028376 | -0.026947 | -0.025617 | -0.023264 | -0.02125 | -0.019315 | -0.017437 | -0.01541 | -0.013251 | -0.011597 | -0.009577 | -0.007339 | -0.006197 | -0.004436 | -0.003048 | -0.002163 | 0 | 0.002054 | 0.004244 | 0.006764 | 0.008547 | 0.010781 | 0.012847 | 0.014889 | 0.016816 | 0.018779 | 0.019971 | 0.021107 | 0.022011
-0.046417 | -0.043118 | -0.039095 | -0.03556 | -0.033102 | -0.03077 | -0.029587 | -0.028347 | -0.026441 | -0.025132 | -0.023968 | -0.021717 | -0.019851 | -0.017811 | -0.016089 | -0.014301 | -0.012528 | -0.010686 | -0.008746 | -0.0069 | -0.005748 | -0.00417 | -0.002906 | -0.001958 | 0 | 0.001894 | 0.003998 | 0.006236 | 0.008043 | 0.010269 | 0.012071 | 0.013835 | 0.01577 | 0.017545 | 0.018669 | 0.019849 | 0.020455
-0.042894 | -0.039907 | -0.036285 | -0.032917 | -0.030619 | -0.028564 | -0.027495 | -0.026334 | -0.024608 | -0.023384 | -0.022339 | -0.020511 | -0.018536 | -0.016681 | -0.014942 | -0.0134 | -0.01166 | -0.010024 | -0.008296 | -0.006477 | -0.005257 | -0.003901 | -0.002619 | -0.001756 | 0 | 0.001825 | 0.003825 | 0.006011 | 0.007691 | 0.009719 | 0.011393 | 0.013195 | 0.014923 | 0.016585 | 0.017715 | 0.018755 | 0.01947
-0.039669 | -0.037026 | -0.033781 | -0.03075 | -0.028734 | -0.026832 | -0.025693 | -0.024673 | -0.023231 | -0.022013 | -0.020972 | -0.019183 | -0.017504 | -0.015698 | -0.014022 | -0.012432 | -0.011024 | -0.0093 | -0.007774 | -0.005954 | -0.004905 | -0.003548 | -0.002524 | -0.001692 | 0 | 0.001699 | 0.003657 | 0.005693 | 0.007142 | 0.009174 | 0.010781 | 0.012452 | 0.014086 | 0.015865 | 0.016731 | 0.017838 | 0.018332
-0.037417 | -0.034835 | -0.031659 | -0.028813 | -0.02692 | -0.025079 | -0.024144 | -0.023027 | -0.021695 | -0.02052 | -0.019602 | -0.018003 | -0.016385 | -0.014726 | -0.013277 | -0.011743 | -0.010133 | -0.008904 | -0.0073 | -0.005602 | -0.004834 | -0.003417 | -0.002366 | -0.001592 | 0 | 0.001646 | 0.003452 | 0.005255 | 0.006727 | 0.008562 | 0.010086 | 0.011571 | 0.01321 | 0.014738 | 0.015809 | 0.016686 | 0.017141
-0.034584 | -0.032294 | -0.029508 | -0.026893 | -0.025105 | -0.023463 | -0.022521 | -0.021487 | -0.020311 | -0.019192 | -0.018477 | -0.016893 | -0.015354 | -0.013842 | -0.012387 | -0.011023 | -0.009811 | -0.008394 | -0.006917 | -0.00543 | -0.004458 | -0.00323 | -0.002326 | -0.00152 | 0 | 0.001568 | 0.003265 | 0.005088 | 0.006393 | 0.008122 | 0.00965 | 0.011081 | 0.012598 | 0.014026 | 0.01495 | 0.015781 | 0.016249
-0.032606 | -0.030412 | -0.027761 | -0.025268 | -0.023732 | -0.022271 | -0.021236 | -0.020398 | -0.019223 | -0.018221 | -0.017396 | -0.015901 | -0.014579 | -0.013126 | -0.011634 | -0.010387 | -0.009108 | -0.007834 | -0.006452 | -0.005005 | -0.004128 | -0.002989 | -0.002049 | -0.00141 | 0 | 0.001493 | 0.003125 | 0.004845 | 0.00612 | 0.007687 | 0.00911 | 0.010572 | 0.011914 | 0.013327 | 0.014184 | 0.014891 | 0.015339
-0.030514 | -0.028537 | -0.02605 | -0.023667 | -0.022144 | -0.020871 | -0.019918 | -0.019147 | -0.018013 | -0.01719 | -0.016458 | -0.015094 | -0.013715 | -0.012348 | -0.010988 | -0.009882 | -0.00859 | -0.00738 | -0.006041 | -0.004788 | -0.0039 | -0.002776 | -0.002079 | -0.00129 | 0 | 0.001444 | 0.003043 | 0.004507 | 0.005933 | 0.007462 | 0.008789 | 0.010197 | 0.011527 | 0.012805 | 0.013641 | 0.014397 | 0.014739
-0.028754 | -0.026871 | -0.024483 | -0.022316 | -0.020957 | -0.019659 | -0.018806 | -0.018124 | -0.01707 | -0.016213 | -0.015593 | -0.014316 | -0.013016 | -0.011718 | -0.010509 | -0.009407 | -0.008272 | -0.007135 | -0.00583 | -0.004625 | -0.003758 | -0.002725 | -0.002076 | -0.001305 | 0 | 0.001356 | 0.002797 | 0.004366 | 0.00559 | 0.007026 | 0.008317 | 0.009596 | 0.010873 | 0.012204 | 0.012984 | 0.013695 | 0.013972
-0.02702 | -0.025208 | -0.02302 | -0.020969 | -0.019642 | -0.01854 | -0.017753 | -0.017117 | -0.016168 | -0.015411 | -0.014715 | -0.013564 | -0.012311 | -0.011201 | -0.009951 | -0.008889 | -0.007744 | -0.006661 | -0.00546 | -0.004387 | -0.003536 | -0.002566 | -0.001808 | -0.001217 | 0 | 0.001295 | 0.002661 | 0.004203 | 0.005379 | 0.006777 | 0.008035 | 0.009287 | 0.010423 | 0.011666 | 0.012395 | 0.013128 | 0.013404
-0.025476 | -0.023795 | -0.02172 | -0.0198 | -0.018567 | -0.017486 | -0.016801 | -0.016144 | -0.015284 | -0.014556 | -0.014007 | -0.012896 | -0.011681 | -0.010623 | -0.009543 | -0.008432 | -0.007352 | -0.006298 | -0.005292 | -0.004114 | -0.003389 | -0.002407 | -0.001753 | -0.001207 | 0 | 0.001347 | 0.002715 | 0.004106 | 0.005225 | 0.006578 | 0.007735 | 0.008892 | 0.01004 | 0.01129 | 0.011974 | 0.012586 | 0.012868
-0.023871 | -0.022336 | -0.020376 | -0.018613 | -0.017405 | -0.016391 | -0.015747 | -0.015222 | -0.014432 | -0.013826 | -0.013268 | -0.012173 | -0.011117 | -0.010118 | -0.009043 | -0.008061 | -0.00704 | -0.005958 | -0.004986 | -0.003926 | -0.003166 | -0.002347 | -0.001601 | -0.001062 | 0 | 0.001189 | 0.002542 | 0.003848 | 0.005007 | 0.006249 | 0.007406 | 0.008565 | 0.009635 | 0.010817 | 0.011446 | 0.012039 | 0.012294
-0.022845 | -0.021328 | -0.019435 | -0.017735 | -0.016623 | -0.015604 | -0.015095 | -0.014511 | -0.013799 | -0.013163 | -0.012597 | -0.011655 | -0.010607 | -0.009538 | -0.008613 | -0.007706 | -0.006697 | -0.005728 | -0.004736 | -0.003671 | -0.003034 | -0.002164 | -0.001548 | -0.001006 | 0 | 0.001278 | 0.002522 | 0.003877 | 0.004889 | 0.006149 | 0.007258 | 0.008282 | 0.009278 | 0.010437 | 0.011137 | 0.011715 | 0.011951
-0.021545 | -0.020077 | -0.018383 | -0.016717 | -0.015651 | -0.01476 | -0.014281 | -0.013724 | -0.013052 | -0.012535 | -0.011969 | -0.011085 | -0.010062 | -0.009105 | -0.008233 | -0.007326 | -0.006365 | -0.005354 | -0.004555 | -0.003587 | -0.002868 | -0.002117 | -0.001528 | -0.001009 | 0 | 0.001161 | 0.002397 | 0.003651 | 0.004667 | 0.00584 | 0.006923 | 0.007983 | 0.00898 | 0.010049 | 0.010691 | 0.011246 | 0.011438
-0.020224 | -0.018893 | -0.017229 | -0.01573 | -0.01478 | -0.013911 | -0.013438 | -0.012974 | -0.012363 | -0.011826 | -0.011328 | -0.010448 | -0.009511 | -0.008648 | -0.007786 | -0.006918 | -0.006065 | -0.005158 | -0.004266 | -0.003389 | -0.002774 | -0.002029 | -0.001403 | -0.000916 | 0 | 0.001172 | 0.002407 | 0.003575 | 0.004582 | 0.005699 | 0.006747 | 0.007751 | 0.008659 | 0.009675 | 0.010362 | 0.01087 | 0.011024
-0.019413 | -0.018126 | -0.016548 | -0.015054 | -0.014134 | -0.013422 | -0.012925 | -0.012458 | -0.011953 | -0.01143 | -0.010941 | -0.010132 | -0.00925 | -0.008353 | -0.007518 | -0.006709 | -0.005851 | -0.004986 | -0.004179 | -0.003338 | -0.002666 | -0.001978 | -0.001386 | -0.000895 | 0 | 0.001087 | 0.002273 | 0.003371 | 0.0044 | 0.00544 | 0.006472 | 0.007416 | 0.008286 | 0.009393 | 0.009949 | 0.01046 | 0.010603
-0.018415 | -0.017229 | -0.01571 | -0.014346 | -0.013482 | -0.012736 | -0.0123 | -0.011892 | -0.011386 | -0.010898 | -0.010483 | -0.009734 | -0.008867 | -0.008085 | -0.007218 | -0.006464 | -0.005633 | -0.004786 | -0.004044 | -0.003191 | -0.002574 | -0.00192 | -0.001313 | -0.000942 | 0 | 0.001025 | 0.002209 | 0.003284 | 0.004232 | 0.005282 | 0.006249 | 0.007142 | 0.008055 | 0.009058 | 0.009664 | 0.010098 | 0.010244
-0.017524 | -0.016383 | -0.014938 | -0.01366 | -0.012847 | -0.012131 | -0.011728 | -0.011339 | -0.010849 | -0.010393 | -0.009999 | -0.009234 | -0.008416 | -0.007608 | -0.006849 | -0.006113 | -0.005362 | -0.004497 | -0.00378 | -0.003064 | -0.00241 | -0.001805 | -0.001287 | -0.000842 | 0 | 0.001036 | 0.002103 | 0.003152 | 0.004132 | 0.005122 | 0.006043 | 0.006946 | 0.007798 | 0.008769 | 0.00933 | 0.009759 | 0.009887
-0.01679 | -0.015698 | -0.014331 | -0.01306 | -0.01228 | -0.011679 | -0.011248 | -0.010914 | -0.01047 | -0.010093 | -0.009639 | -0.008988 | -0.008194 | -0.007401 | -0.006606 | -0.00594 | -0.005172 | -0.004426 | -0.003679 | -0.002924 | -0.002279 | -0.001761 | -0.001223 | -0.000802 | 0 | 0.000996 | 0.002045 | 0.003175 | 0.004016 | 0.005006 | 0.005902 | 0.006776 | 0.007608 | 0.008524 | 0.009084 | 0.009496 | 0.009643
-0.016043 | -0.01499 | -0.013696 | -0.012468 | -0.011764 | -0.011128 | -0.010738 | -0.010427 | -0.009982 | -0.00966 | -0.009226 | -0.008572 | -0.007798 | -0.007093 | -0.006372 | -0.005779 | -0.005 | -0.004214 | -0.003509 | -0.002783 | -0.002247 | -0.001636 | -0.001202 | -0.000778 | 0 | 0.001022 | 0.002056 | 0.003065 | 0.003952 | 0.004861 | 0.005741 | 0.006592 | 0.007394 | 0.008311 | 0.008887 | 0.00924 | 0.009347
-0.015464 | -0.014419 | -0.013152 | -0.012019 | -0.011315 | -0.010749 | -0.010405 | -0.010086 | -0.00967 | -0.009328 | -0.008996 | -0.008327 | -0.007557 | -0.006864 | -0.006196 | -0.005494 | -0.004768 | -0.004065 | -0.003403 | -0.00268 | -0.002146 | -0.0016 | -0.001134 | -0.000739 | 0 | 0.000965 | 0.001946 | 0.002954 | 0.003843 | 0.004739 | 0.005561 | 0.006379 | 0.007182 | 0.00806 | 0.008565 | 0.008979 | 0.009068
-0.014756 | -0.013821 | -0.012659 | -0.011566 | -0.010893 | -0.010325 | -0.010033 | -0.009759 | -0.009369 | -0.009059 | -0.008694 | -0.008114 | -0.007388 | -0.006692 | -0.006059 | -0.005436 | -0.004673 | -0.004005 | -0.00337 | -0.0027 | -0.002118 | -0.001603 | -0.001127 | -0.000782 | 0 | 0.000895 | 0.001923 | 0.00288 | 0.003707 | 0.00459 | 0.005421 | 0.006246 | 0.006985 | 0.00785 | 0.008394 | 0.008748 | 0.008793
-0.014224 | -0.013317 | -0.012167 | -0.011134 | -0.010521 | -0.009948 | -0.009673 | -0.009438 | -0.009028 | -0.008763 | -0.008377 | -0.00781 | -0.007107 | -0.006459 | -0.00581 | -0.005209 | -0.004522 | -0.003826 | -0.003225 | -0.002564 | -0.002089 | -0.001571 | -0.001077 | -0.000714 | 0 | 0.000866 | 0.001853 | 0.002804 | 0.003592 | 0.00444 | 0.005237 | 0.006044 | 0.006827 | 0.007662 | 0.008158 | 0.008534 | 0.00856
-0.013837 | -0.0129 | -0.0118 | -0.010765 | -0.010157 | -0.009673 | -0.009407 | -0.009177 | -0.00879 | -0.008496 | -0.008171 | -0.007601 | -0.006934 | -0.006262 | -0.005681 | -0.005086 | -0.004393 | -0.003736 | -0.003104 | -0.002476 | -0.00199 | -0.001525 | -0.001056 | -0.00074 | 0 | 0.000868 | 0.001839 | 0.002738 | 0.003544 | 0.004367 | 0.005179 | 0.005952 | 0.0067 | 0.00749 | 0.008 | 0.00837 | 0.008381
-0.013697 | -0.01275 | -0.011613 | -0.010602 | -0.009988 | -0.009451 | -0.0092 | -0.008966 | -0.00862 | -0.008288 | -0.008002 | -0.00745 | -0.00681 | -0.006155 | -0.005544 | -0.005002 | -0.004313 | -0.003648 | -0.003051 | -0.002445 | -0.002006 | -0.001483 | -0.001065 | -0.000676 | 0 | 0.000847 | 0.001829 | 0.002703 | 0.003505 | 0.004351 | 0.005098 | 0.005866 | 0.006589 | 0.007418 | 0.007881 | 0.008226 | 0.008285
-0.013314 | -0.012404 | -0.011293 | -0.010319 | -0.00974 | -0.009248 | -0.009003 | -0.008725 | -0.008432 | -0.008102 | -0.007785 | -0.007249 | -0.006566 | -0.005968 | -0.005405 | -0.004818 | -0.00414 | -0.00355 | -0.002941 | -0.002367 | -0.001925 | -0.001414 | -0.001015 | -0.000657 | 0 | 0.000865 | 0.001802 | 0.002694 | 0.003479 | 0.004269 | 0.005053 | 0.005777 | 0.006497 | 0.007286 | 0.007731 | 0.008094 | 0.008131
-0.012796 | -0.011916 | -0.010894 | -0.009932 | -0.009391 | -0.008916 | -0.008707 | -0.008493 | -0.008177 | -0.007911 | -0.007603 | -0.00707 | -0.00644 | -0.005847 | -0.005285 | -0.004748 | -0.004115 | -0.003502 | -0.002935 | -0.00234 | -0.001899 | -0.001407 | -0.001036 | -0.000671 | 0 | 0.000816 | 0.001726 | 0.002617 | 0.003433 | 0.004199 | 0.004918 | 0.005668 | 0.006377 | 0.007125 | 0.007622 | 0.007971 | 0.007987
-0.012235 | -0.011409 | -0.010411 | -0.009477 | -0.008979 | -0.00849 | -0.008308 | -0.00807 | -0.007807 | -0.007516 | -0.00725 | -0.006773 | -0.006209 | -0.005641 | -0.005043 | -0.004576 | -0.003936 | -0.003386 | -0.002823 | -0.002237 | -0.001862 | -0.001377 | -0.00101 | -0.000652 | 0 | 0.000813 | 0.00172 | 0.002584 | 0.003321 | 0.004082 | 0.004811 | 0.005504 | 0.006243 | 0.006977 | 0.007462 | 0.007786 | 0.007808
-0.011845 | -0.01102 | -0.010044 | -0.009162 | -0.008678 | -0.00825 | -0.008036 | -0.007865 | -0.007583 | -0.007312 | -0.007039 | -0.006544 | -0.006014 | -0.005425 | -0.004861 | -0.004407 | -0.003803 | -0.003252 | -0.002732 | -0.002175 | -0.001774 | -0.001361 | -0.000982 | -0.000616 | 0 | 0.000783 | 0.00166 | 0.002517 | 0.003237 | 0.004006 | 0.004712 | 0.005422 | 0.006076 | 0.006833 | 0.007272 | 0.007603 | 0.007636
-0.011485 | -0.010691 | -0.009738 | -0.008864 | -0.008394 | -0.007938 | -0.007758 | -0.007565 | -0.007348 | -0.007108 | -0.006838 | -0.006405 | -0.005855 | -0.005272 | -0.004777 | -0.0043 | -0.003738 | -0.003219 | -0.002677 | -0.002138 | -0.0017 | -0.001311 | -0.000978 | -0.000652 | 0 | 0.000768 | 0.001623 | 0.002477 | 0.00318 | 0.003939 | 0.004645 | 0.005293 | 0.005974 | 0.006694 | 0.007153 | 0.007454 | 0.007478
-0.01106 | -0.010277 | -0.009362 | -0.008511 | -0.008045 | -0.00765 | -0.007472 | -0.007266 | -0.00702 | -0.006784 | -0.006549 | -0.006111 | -0.005589 | -0.005071 | -0.004555 | -0.004136 | -0.0036 | -0.003059 | -0.00257 | -0.002076 | -0.001671 | -0.001263 | -0.000927 | -0.000588 | 0 | 0.000765 | 0.001612 | 0.002413 | 0.003118 | 0.003867 | 0.004537 | 0.005222 | 0.005849 | 0.006589 | 0.007025 | 0.007313 | 0.007342
-0.010828 | -0.010044 | -0.009113 | -0.008269 | -0.007837 | -0.007479 | -0.007281 | -0.007107 | -0.00687 | -0.006653 | -0.006389 | -0.005967 | -0.005483 | -0.004951 | -0.004455 | -0.004037 | -0.003506 | -0.002964 | -0.002498 | -0.001986 | -0.001632 | -0.001244 | -0.000903 | -0.000595 | 0 | 0.000757 | 0.001571 | 0.002358 | 0.003057 | 0.00379 | 0.004448 | 0.005117 | 0.005742 | 0.006446 | 0.006877 | 0.007186 | 0.007221
-0.010421 | -0.009674 | -0.00879 | -0.00798 | -0.007519 | -0.007173 | -0.00697 | -0.006831 | -0.006641 | -0.006427 | -0.006215 | -0.005813 | -0.005361 | -0.004821 | -0.004351 | -0.003979 | -0.003401 | -0.002932 | -0.002469 | -0.001984 | -0.001583 | -0.001129 | -0.000881 | -0.00057 | 0 | 0.000727 | 0.00154 | 0.0023 | 0.00301 | 0.00372 | 0.004341 | 0.005011 | 0.005626 | 0.006366 | 0.00676 | 0.007088 | 0.007105
-0.011143 | -0.010406 | -0.009537 | -0.008734 | -0.008267 | -0.007883 | -0.007636 | -0.007454 | -0.007198 | -0.006945 | -0.006719 | -0.006262 | -0.005759 | -0.005197 | -0.004677 | -0.004201 | -0.00362 | -0.003077 | -0.002556 | -0.002021 | -0.001661 | -0.001236 | -0.000872 | -0.000588 | 0 | 0.000708 | 0.001507 | 0.002213 | 0.002894 | 0.003538 | 0.004232 | 0.004882 | 0.005545 | 0.006266 | 0.006752 | 0.007089 | 0.007141
-0.010886 | -0.010171 | -0.009306 | -0.008515 | -0.008068 | -0.007697 | -0.007483 | -0.0073 | -0.007043 | -0.006769 | -0.006515 | -0.006081 | -0.005583 | -0.005031 | -0.004537 | -0.004071 | -0.003534 | -0.002993 | -0.002491 | -0.001971 | -0.001623 | -0.001154 | -0.000873 | -0.000543 | 0 | 0.000711 | 0.001481 | 0.002193 | 0.00284 | 0.003496 | 0.004137 | 0.004814 | 0.005432 | 0.006184 | 0.006624 | 0.006943 | 0.007003
-0.010648 | -0.009936 | -0.009107 | -0.008337 | -0.007909 | -0.007573 | -0.007352 | -0.007158 | -0.006954 | -0.006716 | -0.006486 | -0.00604 | -0.005564 | -0.005003 | -0.004521 | -0.004019 | -0.003501 | -0.002925 | -0.002418 | -0.001939 | -0.001568 | -0.001172 | -0.000825 | -0.000539 | 0 | 0.000734 | 0.001511 | 0.002222 | 0.002837 | 0.003523 | 0.004162 | 0.004809 | 0.005431 | 0.006166 | 0.006601 | 0.00692 | 0.006953
-0.010467 | -0.009815 | -0.009014 | -0.008254 | -0.007795 | -0.007424 | -0.007196 | -0.007013 | -0.006773 | -0.006502 | -0.0063 | -0.005868 | -0.005382 | -0.00485 | -0.004368 | -0.003934 | -0.003386 | -0.00287 | -0.002377 | -0.001902 | -0.001547 | -0.001148 | -0.00082 | -0.000526 | 0 | 0.000709 | 0.001494 | 0.002174 | 0.0028 | 0.00347 | 0.004092 | 0.004728 | 0.005333 | 0.006054 | 0.006495 | 0.006813 | 0.006834
-0.01013 | -0.009507 | -0.00875 | -0.008007 | -0.007599 | -0.007282 | -0.00708 | -0.006911 | -0.006693 | -0.006474 | -0.006247 | -0.005839 | -0.005365 | -0.004844 | -0.004332 | -0.003927 | -0.003404 | -0.002854 | -0.002393 | -0.001897 | -0.001524 | -0.001175 | -0.00086 | -0.000519 | 0 | 0.00069 | 0.001437 | 0.002133 | 0.002768 | 0.003412 | 0.004044 | 0.004683 | 0.005302 | 0.006019 | 0.006446 | 0.006731 | 0.006769
-0.009886 | -0.009282 | -0.008503 | -0.007749 | -0.007332 | -0.006998 | -0.00681 | -0.006659 | -0.006463 | -0.006284 | -0.006072 | -0.005677 | -0.005231 | -0.004721 | -0.00421 | -0.003813 | -0.003299 | -0.002774 | -0.002331 | -0.001849 | -0.00151 | -0.001092 | -0.000796 | -0.000528 | 0 | 0.000696 | 0.001442 | 0.002134 | 0.002785 | 0.003404 | 0.00403 | 0.004649 | 0.005268 | 0.005972 | 0.006374 | 0.006688 | 0.006701
-0.009666 | -0.009121 | -0.008394 | -0.00769 | -0.0073 | -0.007014 | -0.006774 | -0.006601 | -0.006405 | -0.006202 | -0.005974 | -0.005589 | -0.005147 | -0.004626 | -0.004167 | -0.003752 | -0.003246 | -0.002748 | -0.002282 | -0.001825 | -0.001465 | -0.001125 | -0.00082 | -0.000524 | 0 | 0.00068 | 0.001413 | 0.002115 | 0.002714 | 0.003357 | 0.003982 | 0.00459 | 0.005182 | 0.005901 | 0.006337 | 0.006593 | 0.006604
-0.009396 | -0.008829 | -0.008093 | -0.007402 | -0.007015 | -0.006744 | -0.006565 | -0.006423 | -0.006243 | -0.006068 | -0.005824 | -0.005456 | -0.005016 | -0.004511 | -0.004079 | -0.003645 | -0.003175 | -0.002691 | -0.002241 | -0.001804 | -0.001445 | -0.001107 | -0.000799 | -0.000506 | 0 | 0.000649 | 0.001404 | 0.002084 | 0.00272 | 0.003356 | 0.003957 | 0.004555 | 0.005172 | 0.005855 | 0.006269 | 0.006537 | 0.006552
-0.009222 | -0.008665 | -0.007984 | -0.007297 | -0.006911 | -0.006567 | -0.006415 | -0.006281 | -0.006096 | -0.005924 | -0.00573 | -0.00536 | -0.00494 | -0.004434 | -0.004035 | -0.003616 | -0.003112 | -0.002637 | -0.002221 | -0.00179 | -0.001411 | -0.001048 | -0.00077 | -0.000476 | 0 | 0.000691 | 0.001439 | 0.002083 | 0.002703 | 0.003313 | 0.003913 | 0.004506 | 0.005096 | 0.005784 | 0.006189 | 0.006474 | 0.006471
-0.009048 | -0.00845 | -0.007763 | -0.007117 | -0.00676 | -0.006457 | -0.006345 | -0.006171 | -0.00599 | -0.005809 | -0.005587 | -0.005215 | -0.004796 | -0.004331 | -0.003917 | -0.003511 | -0.003057 | -0.00256 | -0.002119 | -0.001691 | -0.001375 | -0.001058 | -0.000777 | -0.000494 | 0 | 0.000674 | 0.0014 | 0.002074 | 0.002673 | 0.003287 | 0.003887 | 0.00448 | 0.005076 | 0.005752 | 0.006129 | 0.006402 | 0.006411
-0.008838 | -0.008267 | -0.007609 | -0.006946 | -0.006579 | -0.006296 | -0.006168 | -0.006031 | -0.005901 | -0.005775 | -0.005551 | -0.005187 | -0.004775 | -0.004313 | -0.003883 | -0.003499 | -0.003014 | -0.002537 | -0.0021 | -0.001699 | -0.001392 | -0.001035 | -0.000785 | -0.000501 | 0 | 0.000645 | 0.001378 | 0.002034 | 0.002631 | 0.003241 | 0.003827 | 0.0044 | 0.004988 | 0.005647 | 0.006078 | 0.006326 | 0.006327
-0.00857 | -0.008073 | -0.007427 | -0.006781 | -0.006443 | -0.00612 | -0.005986 | -0.005848 | -0.005701 | -0.005557 | -0.005397 | -0.005053 | -0.004624 | -0.004184 | -0.003792 | -0.0034 | -0.002942 | -0.002465 | -0.002093 | -0.001668 | -0.001333 | -0.001017 | -0.000756 | -0.000487 | 0 | 0.000646 | 0.001364 | 0.002029 | 0.002618 | 0.003196 | 0.003807 | 0.004402 | 0.004948 | 0.005586 | 0.005999 | 0.006239 | 0.00625
-0.00846 | -0.007995 | -0.007366 | -0.006743 | -0.006401 | -0.006138 | -0.006007 | -0.005926 | -0.005771 | -0.005577 | -0.005368 | -0.005033 | -0.004626 | -0.00415 | -0.003736 | -0.003402 | -0.002912 | -0.002471 | -0.002054 | -0.001651 | -0.00135 | -0.000996 | -0.000761 | -0.000484 | 0 | 0.000643 | 0.001353 | 0.001993 | 0.002595 | 0.003183 | 0.003771 | 0.004343 | 0.004895 | 0.005535 | 0.005944 | 0.006185 | 0.006183
-0.008349 | -0.007883 | -0.007283 | -0.006672 | -0.006379 | -0.006042 | -0.00593 | -0.005819 | -0.005671 | -0.005492 | -0.005309 | -0.004964 | -0.004561 | -0.004096 | -0.00369 | -0.003355 | -0.002855 | -0.002431 | -0.00204 | -0.001639 | -0.001318 | -0.000999 | -0.000739 | -0.000466 | 0 | 0.000616 | 0.001326 | 0.00198 | 0.002547 | 0.003126 | 0.003702 | 0.004278 | 0.004847 | 0.005453 | 0.005835 | 0.006106 | 0.006088
-0.008195 | -0.007757 | -0.007142 | -0.006546 | -0.006222 | -0.005933 | -0.005797 | -0.005698 | -0.005556 | -0.005348 | -0.00517 | -0.00484 | -0.004445 | -0.004032 | -0.003629 | -0.003266 | -0.002832 | -0.002358 | -0.001999 | -0.001564 | -0.001323 | -0.000993 | -0.000725 | -0.000476 | 0 | 0.000596 | 0.001297 | 0.001941 | 0.002525 | 0.003093 | 0.003637 | 0.004195 | 0.004761 | 0.005367 | 0.005767 | 0.005988 | 0.005989
-0.008063 | -0.007622 | -0.007039 | -0.006436 | -0.006119 | -0.005878 | -0.005739 | -0.005627 | -0.005501 | -0.005335 | -0.00513 | -0.004792 | -0.004391 | -0.003954 | -0.003574 | -0.003196 | -0.002792 | -0.002352 | -0.001934 | -0.00154 | -0.001281 | -0.000955 | -0.000734 | -0.000485 | 0 | 0.000648 | 0.001316 | 0.00195 | 0.002511 | 0.003094 | 0.003655 | 0.004185 | 0.004767 | 0.005365 | 0.005742 | 0.005983 | 0.005982
-0.007946 | -0.00752 | -0.006954 | -0.006359 | -0.006081 | -0.005772 | -0.005651 | -0.005548 | -0.005431 | -0.005253 | -0.005063 | -0.004753 | -0.004358 | -0.003938 | -0.003548 | -0.003206 | -0.002772 | -0.00235 | -0.00195 | -0.001542 | -0.001296 | -0.000961 | -0.000754 | -0.000473 | 0 | 0.000594 | 0.001297 | 0.001901 | 0.002478 | 0.003061 | 0.003572 | 0.00413 | 0.004681 | 0.005325 | 0.005679 | 0.005891 | 0.005888
-0.007943 | -0.007527 | -0.006941 | -0.006359 | -0.006073 | -0.005795 | -0.005663 | -0.005529 | -0.005403 | -0.005224 | -0.005035 | -0.004691 | -0.004298 | -0.003884 | -0.003494 | -0.003149 | -0.002712 | -0.00228 | -0.001909 | -0.001525 | -0.001231 | -0.000945 | -0.000726 | -0.000451 | 0 | 0.000584 | 0.001259 | 0.001869 | 0.002465 | 0.003009 | 0.003538 | 0.00409 | 0.004649 | 0.005259 | 0.0056 | 0.005819 | 0.005828
-0.00782 | -0.007392 | -0.006831 | -0.006235 | -0.005937 | -0.005695 | -0.005577 | -0.005478 | -0.005348 | -0.005175 | -0.005003 | -0.004658 | -0.004261 | -0.003813 | -0.003444 | -0.003123 | -0.002692 | -0.002272 | -0.001879 | -0.001498 | -0.001213 | -0.000949 | -0.000713 | -0.000459 | 0 | 0.000598 | 0.001256 | 0.001886 | 0.002432 | 0.003006 | 0.00354 | 0.004057 | 0.004593 | 0.005171 | 0.005562 | 0.005778 | 0.00578
-0.007744 | -0.007328 | -0.006759 | -0.006171 | -0.005894 | -0.005619 | -0.005466 | -0.005405 | -0.005247 | -0.00507 | -0.004936 | -0.004587 | -0.004221 | -0.003743 | -0.00338 | -0.003064 | -0.002613 | -0.002241 | -0.001876 | -0.0015 | -0.001215 | -0.000939 | -0.00067 | -0.000458 | 0 | 0.000593 | 0.001244 | 0.001871 | 0.002433 | 0.002977 | 0.003512 | 0.004047 | 0.004546 | 0.005135 | 0.005504 | 0.005704 | 0.005707
-0.007824 | -0.00738 | -0.006779 | -0.00618 | -0.00589 | -0.005653 | -0.005532 | -0.005406 | -0.005261 | -0.005088 | -0.004923 | -0.004569 | -0.004193 | -0.003766 | -0.003394 | -0.003041 | -0.002616 | -0.002211 | -0.001852 | -0.001464 | -0.001251 | -0.000915 | -0.000717 | -0.00047 | 0 | 0.000571 | 0.001219 | 0.001802 | 0.002351 | 0.002908 | 0.003442 | 0.003962 | 0.004502 | 0.005078 | 0.005414 | 0.005624 | 0.005617
-0.007584 | -0.007156 | -0.006596 | -0.006002 | -0.005713 | -0.005461 | -0.00533 | -0.005271 | -0.005137 | -0.004995 | -0.004818 | -0.004462 | -0.004124 | -0.00369 | -0.003305 | -0.002965 | -0.002543 | -0.002149 | -0.001808 | -0.00143 | -0.001222 | -0.000931 | -0.000656 | -0.000451 | 0 | 0.000568 | 0.001209 | 0.001848 | 0.002362 | 0.002912 | 0.003386 | 0.003912 | 0.004424 | 0.005028 | 0.005346 | 0.005566 | 0.00555
-0.007477 | -0.007037 | -0.006442 | -0.005882 | -0.005603 | -0.005301 | -0.005196 | -0.005129 | -0.004991 | -0.004812 | -0.004665 | -0.004325 | -0.003975 | -0.003529 | -0.003191 | -0.002873 | -0.002472 | -0.00207 | -0.001724 | -0.001386 | -0.001176 | -0.000879 | -0.000636 | -0.000425 | 0 | 0.000573 | 0.001199 | 0.001802 | 0.002351 | 0.002879 | 0.003372 | 0.003892 | 0.004397 | 0.004962 | 0.005284 | 0.005471 | 0.005474
-0.007419 | -0.006954 | -0.00636 | -0.005778 | -0.005501 | -0.005258 | -0.005141 | -0.005063 | -0.004922 | -0.004795 | -0.004622 | -0.004244 | -0.003911 | -0.003496 | -0.003154 | -0.002854 | -0.0025 | -0.002073 | -0.001754 | -0.001386 | -0.001134 | -0.000895 | -0.000703 | -0.000468 | 0 | 0.000504 | 0.001153 | 0.001761 | 0.002251 | 0.002787 | 0.00327 | 0.003761 | 0.004268 | 0.004838 | 0.00516 | 0.005353 | 0.005319
-0.007239 | -0.006771 | -0.006165 | -0.0056 | -0.005318 | -0.005037 | -0.00493 | -0.004874 | -0.004719 | -0.004601 | -0.004477 | -0.004123 | -0.003815 | -0.003375 | -0.003042 | -0.002778 | -0.002368 | -0.002014 | -0.001672 | -0.001355 | -0.001149 | -0.000859 | -0.000699 | -0.000452 | 0 | 0.000531 | 0.001151 | 0.001751 | 0.002218 | 0.002769 | 0.003237 | 0.003734 | 0.004227 | 0.004788 | 0.005102 | 0.005283 | 0.005263
-0.007162 | -0.006683 | -0.006058 | -0.00547 | -0.005201 | -0.004931 | -0.004799 | -0.004737 | -0.004644 | -0.004459 | -0.004376 | -0.004017 | -0.003701 | -0.003303 | -0.002966 | -0.002693 | -0.002291 | -0.001961 | -0.001607 | -0.001301 | -0.001145 | -0.000805 | -0.00064 | -0.000429 | 0 | 0.000493 | 0.001113 | 0.001709 | 0.002191 | 0.002714 | 0.003189 | 0.003692 | 0.00416 | 0.004724 | 0.005007 | 0.005178 | 0.005167
-0.007151 | -0.006642 | -0.005988 | -0.005385 | -0.00508 | -0.004861 | -0.00469 | -0.004633 | -0.004553 | -0.004348 | -0.004287 | -0.003944 | -0.003643 | -0.003258 | -0.002875 | -0.002635 | -0.002343 | -0.001955 | -0.001592 | -0.001253 | -0.001106 | -0.000824 | -0.000684 | -0.000426 | 0 | 0.0005 | 0.001088 | 0.001676 | 0.002159 | 0.002673 | 0.003127 | 0.003602 | 0.004063 | 0.004635 | 0.004932 | 0.005122 | 0.005097
-0.006951 | -0.006397 | -0.005749 | -0.005115 | -0.004849 | -0.004607 | -0.004474 | -0.004371 | -0.00425 | -0.00414 | -0.004059 | -0.003761 | -0.003449 | -0.003102 | -0.002809 | -0.002481 | -0.002162 | -0.001876 | -0.001553 | -0.00126 | -0.00111 | -0.000772 | -0.000633 | -0.000421 | 0 | 0.000511 | 0.001034 | 0.001636 | 0.002133 | 0.002619 | 0.003055 | 0.003554 | 0.004008 | 0.004554 | 0.004863 | 0.005046 | 0.005
-0.006682 | -0.006147 | -0.005473 | -0.004864 | -0.004608 | -0.0044 | -0.004231 | -0.00416 | -0.004052 | -0.003927 | -0.003885 | -0.00358 | -0.003278 | -0.002903 | -0.002603 | -0.002392 | -0.002059 | -0.001726 | -0.001459 | -0.001155 | -0.001004 | -0.000726 | -0.000594 | -0.000423 | 0 | 0.000503 | 0.001039 | 0.001621 | 0.002079 | 0.002576 | 0.003071 | 0.00351 | 0.003955 | 0.004546 | 0.004793 | 0.004941 | 0.00494
-0.006614 | -0.006046 | -0.005381 | -0.00479 | -0.004497 | -0.004263 | -0.00415 | -0.004098 | -0.003992 | -0.003897 | -0.003855 | -0.003535 | -0.003249 | -0.002933 | -0.002612 | -0.002431 | -0.002077 | -0.001761 | -0.001474 | -0.001174 | -0.001076 | -0.000755 | -0.000649 | -0.000484 | 0 | 0.000449 | 0.001076 | 0.001587 | 0.002037 | 0.002534 | 0.002967 | 0.003481 | 0.003926 | 0.004521 | 0.004741 | 0.004913 | 0.004915
-0.006637 | -0.006072 | -0.00539 | -0.00478 | -0.00451 | -0.004268 | -0.004137 | -0.004128 | -0.004017 | -0.003904 | -0.003869 | -0.003543 | -0.003229 | -0.002908 | -0.002657 | -0.002419 | -0.002065 | -0.001792 | -0.001501 | -0.001207 | -0.001105 | -0.000772 | -0.000624 | -0.000436 | 0 | 0.000458 | 0.001029 | 0.00159 | 0.002023 | 0.002508 | 0.002957 | 0.003439 | 0.003924 | 0.004488 | 0.004752 | 0.004893 | 0.004912
-0.006577 | -0.006008 | -0.005325 | -0.004688 | -0.004453 | -0.00424 | -0.00411 | -0.004013 | -0.003895 | -0.00382 | -0.003808 | -0.003487 | -0.00322 | -0.002819 | -0.002522 | -0.002401 | -0.002065 | -0.001686 | -0.001455 | -0.001116 | -0.001063 | -0.000664 | -0.000576 | -0.000409 | 0 | 0.000497 | 0.001096 | 0.001675 | 0.002088 | 0.002583 | 0.003039 | 0.003515 | 0.004026 | 0.00455 | 0.004847 | 0.004984 | 0.005004
-0.006738 | -0.006167 | -0.005504 | -0.004871 | -0.00462 | -0.004367 | -0.004272 | -0.004269 | -0.004155 | -0.004061 | -0.004021 | -0.003685 | -0.003357 | -0.003015 | -0.002706 | -0.002492 | -0.00218 | -0.001895 | -0.001547 | -0.001214 | -0.001102 | -0.000814 | -0.000679 | -0.000462 | 0 | 0.000449 | 0.001042 | 0.001573 | 0.002032 | 0.00252 | 0.003004 | 0.003472 | 0.003981 | 0.004524 | 0.004815 | 0.004944 | 0.004997
-0.006988 | -0.00642 | -0.00573 | -0.005056 | -0.004815 | -0.004577 | -0.004437 | -0.004422 | -0.004273 | -0.004157 | -0.004105 | -0.003736 | -0.003403 | -0.00308 | -0.002757 | -0.002581 | -0.002156 | -0.001799 | -0.001522 | -0.001205 | -0.001073 | -0.000784 | -0.000585 | -0.00044 | 0 | 0.000514 | 0.001105 | 0.001647 | 0.002108 | 0.002604 | 0.003088 | 0.003557 | 0.004137 | 0.004667 | 0.004888 | 0.005124 | 0.0051
-0.007322 | -0.006744 | -0.006032 | -0.005378 | -0.005093 | -0.004829 | -0.004702 | -0.00466 | -0.004575 | -0.004456 | -0.004265 | -0.004024 | -0.00363 | -0.003312 | -0.002881 | -0.002766 | -0.002278 | -0.001902 | -0.001657 | -0.001343 | -0.001208 | -0.000891 | -0.000646 | -0.000539 | 0 | 0.000483 | 0.001058 | 0.001603 | 0.002085 | 0.00257 | 0.00308 | 0.003483 | 0.004071 | 0.004712 | 0.004935 | 0.005043 | 0.005038
-0.007303 | -0.006729 | -0.006038 | -0.005377 | -0.005094 | -0.004773 | -0.004642 | -0.004631 | -0.004557 | -0.004394 | -0.004344 | -0.003994 | -0.00366 | -0.003258 | -0.002955 | -0.002769 | -0.002275 | -0.001976 | -0.001687 | -0.001275 | -0.001139 | -0.000831 | -0.000654 | -0.000499 | 0 | 0.000469 | 0.001063 | 0.001667 | 0.002139 | 0.002547 | 0.003046 | 0.003538 | 0.004081 | 0.004693 | 0.004863 | 0.005046 | 0.005062
-0.007301 | -0.006749 | -0.006043 | -0.005385 | -0.005125 | -0.004893 | -0.004742 | -0.004674 | -0.00454 | -0.004425 | -0.004376 | -0.003986 | -0.003661 | -0.003275 | -0.002905 | -0.002662 | -0.002284 | -0.00188 | -0.001619 | -0.001244 | -0.001192 | -0.000773 | -0.000669 | -0.000556 | 0 | 0.000476 | 0.00104 | 0.001633 | 0.002114 | 0.002582 | 0.003048 | 0.00352 | 0.004032 | 0.004647 | 0.004838 | 0.005073 | 0.005048
-0.006541 | -0.006026 | -0.005368 | -0.004735 | -0.004511 | -0.004224 | -0.004124 | -0.004062 | -0.004034 | -0.003997 | -0.003952 | -0.003592 | -0.003277 | -0.002928 | -0.002591 | -0.002437 | -0.002016 | -0.001713 | -0.001409 | -0.001101 | -0.001095 | -0.000719 | -0.000615 | -0.000485 | 0 | 0.000437 | 0.000979 | 0.001562 | 0.001973 | 0.002396 | 0.002753 | 0.003261 | 0.003714 | 0.004285 | 0.004416 | 0.00448 | 0.004552

## ACS182_CC_tcarray
-0.062105 | -0.05739 | -0.049067 | -0.043193 | -0.039416 | -0.033382 | -0.033545 | -0.027801 | -0.028754 | -0.022434 | -0.020229 | -0.021383 | -0.018534 | -0.017065 | -0.013602 | -0.014865 | -0.009675 | -0.009713 | -0.008492 | -0.005985 | -0.004047 | -0.004302 | -0.001682 | -0.000107 | 0 | 0.002992 | 0.004651 | 0.006085 | 0.009176 | 0.009854 | 0.011806 | 0.012619 | 0.012018 | 0.015866 | 0.016462 | 0.018112 | 0.017431
-0.06211 | -0.056487 | -0.050325 | -0.045803 | -0.042603 | -0.040266 | -0.039563 | -0.037429 | -0.034526 | -0.031357 | -0.029071 | -0.025827 | -0.023609 | -0.021314 | -0.019839 | -0.017309 | -0.013217 | -0.011273 | -0.009702 | -0.006843 | -0.005667 | -0.004458 | -0.003192 | -0.00093 | 0 | 0.002814 | 0.003799 | 0.006447 | 0.00798 | 0.008816 | 0.010232 | 0.011713 | 0.013371 | 0.015286 | 0.015624 | 0.016269 | 0.018002
-0.059397 | -0.055697 | -0.051256 | -0.046805 | -0.042692 | -0.039868 | -0.039484 | -0.036823 | -0.035274 | -0.032606 | -0.030335 | -0.027956 | -0.024547 | -0.02195 | -0.019809 | -0.01791 | -0.014553 | -0.012598 | -0.010594 | -0.007957 | -0.006226 | -0.004742 | -0.003823 | -0.001226 | 0 | 0.002926 | 0.003376 | 0.006042 | 0.008036 | 0.009045 | 0.010303 | 0.012173 | 0.012948 | 0.014139 | 0.015154 | 0.016599 | 0.017097
-0.055306 | -0.051995 | -0.048374 | -0.045113 | -0.042063 | -0.038752 | -0.037338 | -0.035146 | -0.033677 | -0.03123 | -0.028333 | -0.026677 | -0.023032 | -0.02087 | -0.018258 | -0.016648 | -0.012892 | -0.011422 | -0.009734 | -0.007553 | -0.005259 | -0.004289 | -0.002789 | -0.001268 | 0 | 0.002147 | 0.004338 | 0.006402 | 0.008129 | 0.009537 | 0.01055 | 0.0121 | 0.012995 | 0.014947 | 0.015519 | 0.016306 | 0.016446
-0.056001 | -0.051506 | -0.047421 | -0.0443 | -0.041063 | -0.039613 | -0.038373 | -0.036466 | -0.034892 | -0.032345 | -0.029971 | -0.027412 | -0.024245 | -0.022015 | -0.020248 | -0.017565 | -0.014692 | -0.012047 | -0.010902 | -0.007501 | -0.006668 | -0.005041 | -0.003738 | -0.002176 | 0 | 0.00168 | 0.003177 | 0.005454 | 0.007013 | 0.007891 | 0.009562 | 0.011288 | 0.012238 | 0.013704 | 0.014662 | 0.0156 | 0.016289
-0.054563 | -0.049685 | -0.045192 | -0.041471 | -0.038975 | -0.036379 | -0.035244 | -0.033332 | -0.032142 | -0.030209 | -0.027491 | -0.025982 | -0.023336 | -0.020311 | -0.018474 | -0.016759 | -0.01366 | -0.012253 | -0.009451 | -0.00753 | -0.006062 | -0.004434 | -0.003347 | -0.001351 | 0 | 0.00207 | 0.004052 | 0.005665 | 0.007568 | 0.008894 | 0.009747 | 0.011653 | 0.012524 | 0.01384 | 0.014646 | 0.015604 | 0.015913
-0.05279 | -0.048651 | -0.043688 | -0.040542 | -0.037832 | -0.035587 | -0.034411 | -0.032383 | -0.030933 | -0.028084 | -0.026068 | -0.023635 | -0.021274 | -0.019037 | -0.017041 | -0.015587 | -0.012072 | -0.01041 | -0.00886 | -0.00684 | -0.004569 | -0.003862 | -0.002698 | -0.00119 | 0 | 0.001963 | 0.003559 | 0.005088 | 0.006964 | 0.007842 | 0.009543 | 0.011046 | 0.011789 | 0.013221 | 0.014014 | 0.014424 | 0.015017
-0.051535 | -0.047338 | -0.043436 | -0.04002 | -0.037285 | -0.035568 | -0.034567 | -0.033057 | -0.031165 | -0.029097 | -0.026823 | -0.024783 | -0.02207 | -0.019518 | -0.017498 | -0.014964 | -0.013093 | -0.010861 | -0.008924 | -0.006664 | -0.005638 | -0.004082 | -0.002769 | -0.001061 | 0 | 0.001762 | 0.00356 | 0.005256 | 0.006684 | 0.007864 | 0.00914 | 0.010482 | 0.011567 | 0.012578 | 0.013549 | 0.014336 | 0.014651
-0.048661 | -0.044979 | -0.041113 | -0.037934 | -0.035524 | -0.032873 | -0.031822 | -0.029956 | -0.028643 | -0.026641 | -0.024661 | -0.023043 | -0.020644 | -0.018113 | -0.016252 | -0.014397 | -0.011864 | -0.010342 | -0.008178 | -0.006248 | -0.005431 | -0.003673 | -0.002468 | -0.001016 | 0 | 0.001804 | 0.003398 | 0.005079 | 0.006255 | 0.007411 | 0.008607 | 0.010094 | 0.010669 | 0.012081 | 0.012797 | 0.013651 | 0.013777
-0.046107 | -0.043031 | -0.039519 | -0.036609 | -0.0344 | -0.033092 | -0.031645 | -0.029579 | -0.028428 | -0.026307 | -0.024442 | -0.022492 | -0.019848 | -0.017525 | -0.015574 | -0.013791 | -0.01116 | -0.009179 | -0.007759 | -0.005525 | -0.004477 | -0.003276 | -0.002219 | -0.000956 | 0 | 0.001562 | 0.003242 | 0.004568 | 0.005814 | 0.006856 | 0.008263 | 0.009308 | 0.010457 | 0.011482 | 0.012185 | 0.012784 | 0.013071
-0.044931 | -0.041592 | -0.038332 | -0.035441 | -0.033438 | -0.031534 | -0.030717 | -0.029423 | -0.027937 | -0.026407 | -0.024317 | -0.022486 | -0.020192 | -0.01778 | -0.015485 | -0.0139 | -0.011769 | -0.009996 | -0.007901 | -0.006323 | -0.004773 | -0.003466 | -0.002698 | -0.001273 | 0 | 0.001475 | 0.002852 | 0.004507 | 0.005892 | 0.006713 | 0.00763 | 0.009128 | 0.009929 | 0.010798 | 0.011456 | 0.012146 | 0.012226
-0.041687 | -0.039001 | -0.03572 | -0.033578 | -0.031666 | -0.029914 | -0.028926 | -0.027304 | -0.025875 | -0.023914 | -0.022253 | -0.020456 | -0.018626 | -0.016317 | -0.01433 | -0.012607 | -0.010768 | -0.008981 | -0.007101 | -0.005284 | -0.004386 | -0.003043 | -0.002014 | -0.000837 | 0 | 0.00146 | 0.003081 | 0.004276 | 0.005465 | 0.006633 | 0.00758 | 0.008558 | 0.009169 | 0.010177 | 0.010857 | 0.01148 | 0.011269
-0.041057 | -0.038045 | -0.034916 | -0.032508 | -0.030856 | -0.02993 | -0.028972 | -0.027531 | -0.02611 | -0.024573 | -0.022901 | -0.020793 | -0.018774 | -0.016466 | -0.014689 | -0.012715 | -0.010637 | -0.008647 | -0.007083 | -0.005355 | -0.00403 | -0.003153 | -0.002317 | -0.001105 | 0 | 0.001262 | 0.002563 | 0.003926 | 0.005048 | 0.005813 | 0.006797 | 0.007906 | 0.008852 | 0.009477 | 0.010074 | 0.010484 | 0.010658
-0.039825 | -0.036829 | -0.033998 | -0.031594 | -0.029871 | -0.028279 | -0.02743 | -0.026459 | -0.024971 | -0.023394 | -0.021773 | -0.020119 | -0.017984 | -0.015699 | -0.013864 | -0.012235 | -0.010054 | -0.008618 | -0.006729 | -0.004925 | -0.004058 | -0.002801 | -0.001933 | -0.000989 | 0 | 0.00153 | 0.002777 | 0.00397 | 0.005062 | 0.005874 | 0.006668 | 0.007634 | 0.008281 | 0.009058 | 0.009487 | 0.009904 | 0.009822
-0.038571 | -0.035887 | -0.032794 | -0.030813 | -0.029232 | -0.027924 | -0.026918 | -0.025341 | -0.024048 | -0.022445 | -0.020771 | -0.018938 | -0.016907 | -0.014595 | -0.013139 | -0.011338 | -0.009532 | -0.007909 | -0.006131 | -0.00449 | -0.003599 | -0.002477 | -0.001802 | -0.000506 | 0 | 0.001395 | 0.002638 | 0.003806 | 0.00467 | 0.005556 | 0.006561 | 0.007152 | 0.007956 | 0.008598 | 0.008919 | 0.009285 | 0.009015
-0.038205 | -0.035366 | -0.032539 | -0.030276 | -0.028525 | -0.027697 | -0.026794 | -0.025992 | -0.024343 | -0.022669 | -0.021065 | -0.019339 | -0.017269 | -0.015124 | -0.013494 | -0.01155 | -0.009704 | -0.00789 | -0.006313 | -0.004812 | -0.003685 | -0.00271 | -0.001781 | -0.001009 | 0 | 0.001349 | 0.002429 | 0.003515 | 0.004574 | 0.005088 | 0.005959 | 0.006835 | 0.007374 | 0.007899 | 0.008418 | 0.008537 | 0.008503
-0.03669 | -0.034175 | -0.031451 | -0.029399 | -0.027776 | -0.026034 | -0.025199 | -0.023927 | -0.022827 | -0.021422 | -0.019766 | -0.018255 | -0.016505 | -0.014214 | -0.012718 | -0.010962 | -0.009282 | -0.007804 | -0.00615 | -0.004377 | -0.00367 | -0.002368 | -0.001816 | -0.000877 | 0 | 0.00119 | 0.002497 | 0.003444 | 0.004352 | 0.005119 | 0.005712 | 0.00653 | 0.00696 | 0.007589 | 0.007919 | 0.007889 | 0.007782
-0.036134 | -0.033577 | -0.030576 | -0.028681 | -0.027158 | -0.026386 | -0.025424 | -0.024076 | -0.022682 | -0.02123 | -0.01966 | -0.017828 | -0.015722 | -0.013781 | -0.011949 | -0.01055 | -0.008642 | -0.006934 | -0.005463 | -0.004081 | -0.003076 | -0.002356 | -0.001603 | -0.000724 | 0 | 0.001263 | 0.002322 | 0.003306 | 0.004165 | 0.004842 | 0.005584 | 0.006297 | 0.006658 | 0.007027 | 0.00721 | 0.007466 | 0.007197
-0.035808 | -0.032944 | -0.030214 | -0.027977 | -0.026409 | -0.025393 | -0.024294 | -0.023415 | -0.022157 | -0.020855 | -0.019482 | -0.017727 | -0.015825 | -0.013841 | -0.012204 | -0.010426 | -0.00891 | -0.007402 | -0.005772 | -0.004255 | -0.003498 | -0.002257 | -0.001715 | -0.000862 | 0 | 0.001129 | 0.002258 | 0.003207 | 0.003957 | 0.004613 | 0.00519 | 0.005776 | 0.00619 | 0.006828 | 0.006962 | 0.007 | 0.006853
-0.034254 | -0.031771 | -0.0289 | -0.026958 | -0.025491 | -0.024121 | -0.023055 | -0.021953 | -0.020888 | -0.019444 | -0.017975 | -0.016514 | -0.014748 | -0.012736 | -0.011099 | -0.009875 | -0.008317 | -0.006958 | -0.005257 | -0.004059 | -0.003023 | -0.002273 | -0.001872 | -0.000903 | 0 | 0.000998 | 0.002009 | 0.002943 | 0.003699 | 0.00434 | 0.004975 | 0.005404 | 0.005839 | 0.00615 | 0.006448 | 0.006546 | 0.006159
-0.034375 | -0.031557 | -0.028503 | -0.026421 | -0.024997 | -0.024278 | -0.023423 | -0.022206 | -0.020958 | -0.019621 | -0.018223 | -0.016443 | -0.014579 | -0.012682 | -0.01116 | -0.009525 | -0.008063 | -0.006496 | -0.005162 | -0.003721 | -0.003124 | -0.002143 | -0.00146 | -0.000762 | 0 | 0.001027 | 0.002007 | 0.002827 | 0.003583 | 0.004221 | 0.00479 | 0.005326 | 0.005622 | 0.005985 | 0.006079 | 0.006059 | 0.005839
-0.032938 | -0.030105 | -0.027406 | -0.025349 | -0.023886 | -0.022745 | -0.021722 | -0.020969 | -0.019821 | -0.018677 | -0.017315 | -0.015867 | -0.014354 | -0.012509 | -0.010896 | -0.009456 | -0.007904 | -0.006573 | -0.005055 | -0.003835 | -0.002928 | -0.002079 | -0.001422 | -0.000679 | 0 | 0.001095 | 0.002139 | 0.003021 | 0.003639 | 0.00417 | 0.004622 | 0.00513 | 0.005498 | 0.005835 | 0.006034 | 0.006086 | 0.005694
-0.032186 | -0.029585 | -0.02667 | -0.02482 | -0.023545 | -0.022297 | -0.021471 | -0.020248 | -0.019249 | -0.017928 | -0.016579 | -0.015028 | -0.013319 | -0.011518 | -0.009962 | -0.00871 | -0.007357 | -0.005961 | -0.004676 | -0.003511 | -0.002699 | -0.00191 | -0.001558 | -0.000659 | 0 | 0.001008 | 0.001912 | 0.002707 | 0.003399 | 0.003933 | 0.004417 | 0.00491 | 0.005124 | 0.005346 | 0.005331 | 0.005422 | 0.005024
-0.031965 | -0.028992 | -0.026081 | -0.02398 | -0.022591 | -0.022033 | -0.021258 | -0.020317 | -0.019048 | -0.017873 | -0.016702 | -0.015105 | -0.013497 | -0.011789 | -0.010387 | -0.008859 | -0.007437 | -0.006108 | -0.004762 | -0.003522 | -0.002682 | -0.002019 | -0.001279 | -0.000718 | 0 | 0.001064 | 0.001903 | 0.002734 | 0.003344 | 0.003821 | 0.004374 | 0.004724 | 0.005054 | 0.005165 | 0.005269 | 0.005275 | 0.004997
-0.030623 | -0.027875 | -0.025132 | -0.023168 | -0.021914 | -0.020598 | -0.019833 | -0.018967 | -0.01808 | -0.016951 | -0.015674 | -0.014375 | -0.01277 | -0.011078 | -0.009775 | -0.008426 | -0.007056 | -0.005909 | -0.004576 | -0.00344 | -0.002715 | -0.001719 | -0.001312 | -0.00068 | 0 | 0.000893 | 0.001883 | 0.002646 | 0.00325 | 0.003739 | 0.00412 | 0.004527 | 0.004693 | 0.004938 | 0.005031 | 0.004975 | 0.004612
-0.030419 | -0.027644 | -0.024603 | -0.02276 | -0.021599 | -0.020853 | -0.019941 | -0.01898 | -0.017908 | -0.016851 | -0.015465 | -0.013977 | -0.012283 | -0.010625 | -0.009345 | -0.008032 | -0.006904 | -0.005491 | -0.004305 | -0.003176 | -0.00236 | -0.001776 | -0.001279 | -0.000714 | 0 | 0.000917 | 0.00176 | 0.002497 | 0.00306 | 0.003504 | 0.003984 | 0.00429 | 0.004498 | 0.004686 | 0.004572 | 0.004686 | 0.004301
-0.030085 | -0.027171 | -0.024439 | -0.022423 | -0.021037 | -0.020316 | -0.019584 | -0.01875 | -0.01765 | -0.016627 | -0.0155 | -0.014079 | -0.012619 | -0.010989 | -0.009632 | -0.008281 | -0.00686 | -0.00562 | -0.004468 | -0.00333 | -0.002607 | -0.001818 | -0.001258 | -0.000608 | 0 | 0.000896 | 0.001817 | 0.002497 | 0.003056 | 0.003533 | 0.003934 | 0.004184 | 0.004431 | 0.004487 | 0.004611 | 0.004468 | 0.004091
-0.02899 | -0.026132 | -0.023228 | -0.021385 | -0.020258 | -0.019077 | -0.018346 | -0.01762 | -0.016656 | -0.01569 | -0.014345 | -0.013105 | -0.011659 | -0.010141 | -0.008787 | -0.007724 | -0.006361 | -0.005291 | -0.004071 | -0.003041 | -0.002348 | -0.001643 | -0.001267 | -0.000624 | 0 | 0.000864 | 0.001692 | 0.002389 | 0.002926 | 0.003365 | 0.003626 | 0.003982 | 0.004116 | 0.004297 | 0.004252 | 0.004203 | 0.003786
-0.029 | -0.026108 | -0.023173 | -0.021354 | -0.020155 | -0.019498 | -0.018823 | -0.017776 | -0.016871 | -0.015848 | -0.01463 | -0.013249 | -0.011652 | -0.010059 | -0.008849 | -0.007566 | -0.006496 | -0.005151 | -0.004065 | -0.003035 | -0.002189 | -0.001561 | -0.001242 | -0.000621 | 0 | 0.00088 | 0.001632 | 0.00233 | 0.002861 | 0.003238 | 0.003693 | 0.003823 | 0.004052 | 0.004047 | 0.00398 | 0.003931 | 0.003539
-0.028365 | -0.025381 | -0.022568 | -0.020669 | -0.019488 | -0.018528 | -0.017786 | -0.01713 | -0.016208 | -0.015242 | -0.014251 | -0.01297 | -0.01149 | -0.010075 | -0.008859 | -0.007608 | -0.006312 | -0.005192 | -0.004042 | -0.002986 | -0.002419 | -0.001681 | -0.001133 | -0.000603 | 0 | 0.000862 | 0.001712 | 0.002355 | 0.002939 | 0.003234 | 0.003534 | 0.003831 | 0.004015 | 0.004054 | 0.004024 | 0.003879 | 0.003448
-0.027723 | -0.024888 | -0.021949 | -0.020264 | -0.019142 | -0.018212 | -0.017529 | -0.016608 | -0.015784 | -0.014796 | -0.013556 | -0.012354 | -0.010795 | -0.009291 | -0.008124 | -0.007032 | -0.005944 | -0.004776 | -0.003686 | -0.002752 | -0.002141 | -0.001426 | -0.001142 | -0.000555 | 0 | 0.000749 | 0.001548 | 0.00217 | 0.002595 | 0.002993 | 0.003289 | 0.003456 | 0.003574 | 0.003708 | 0.003565 | 0.003489 | 0.003013
-0.027922 | -0.024905 | -0.021976 | -0.020036 | -0.018863 | -0.018279 | -0.017594 | -0.016774 | -0.015954 | -0.015024 | -0.013921 | -0.012578 | -0.011065 | -0.009698 | -0.008413 | -0.007194 | -0.005993 | -0.004855 | -0.003878 | -0.002841 | -0.002173 | -0.001608 | -0.00104 | -0.000532 | 0 | 0.000872 | 0.00153 | 0.002135 | 0.00266 | 0.002967 | 0.003261 | 0.003407 | 0.003557 | 0.003554 | 0.003419 | 0.003282 | 0.0029
-0.026562 | -0.023612 | -0.020833 | -0.019077 | -0.017971 | -0.016985 | -0.016349 | -0.015687 | -0.014878 | -0.01394 | -0.012983 | -0.011817 | -0.010457 | -0.009147 | -0.007936 | -0.00684 | -0.005672 | -0.004657 | -0.003614 | -0.002744 | -0.002111 | -0.001453 | -0.001025 | -0.000608 | 0 | 0.000778 | 0.001578 | 0.002139 | 0.002585 | 0.002926 | 0.00316 | 0.003413 | 0.003453 | 0.003449 | 0.003405 | 0.003245 | 0.002753
-0.026465 | -0.023549 | -0.020635 | -0.018953 | -0.017924 | -0.017209 | -0.016545 | -0.01567 | -0.014834 | -0.013973 | -0.012764 | -0.011503 | -0.010114 | -0.008691 | -0.00752 | -0.006565 | -0.005522 | -0.004375 | -0.003436 | -0.002583 | -0.001972 | -0.001419 | -0.001114 | -0.000593 | 0 | 0.000726 | 0.001321 | 0.001933 | 0.002333 | 0.00267 | 0.002865 | 0.002955 | 0.00308 | 0.003117 | 0.00294 | 0.002791 | 0.002317
-0.025969 | -0.0229 | -0.020125 | -0.018336 | -0.017313 | -0.016692 | -0.016 | -0.01536 | -0.014582 | -0.01379 | -0.012747 | -0.011561 | -0.010172 | -0.008865 | -0.007759 | -0.006528 | -0.00549 | -0.004419 | -0.003519 | -0.002603 | -0.001965 | -0.001406 | -0.000873 | -0.000479 | 0 | 0.000781 | 0.001452 | 0.001983 | 0.002436 | 0.002722 | 0.002927 | 0.003031 | 0.00317 | 0.003084 | 0.002933 | 0.002766 | 0.002336
-0.025225 | -0.022304 | -0.01954 | -0.017853 | -0.016771 | -0.01578 | -0.015209 | -0.014442 | -0.013702 | -0.012839 | -0.011837 | -0.010732 | -0.009487 | -0.008171 | -0.007169 | -0.006218 | -0.00507 | -0.004165 | -0.003214 | -0.002473 | -0.001866 | -0.001271 | -0.000953 | -0.00046 | 0 | 0.000701 | 0.001423 | 0.001964 | 0.002238 | 0.002514 | 0.002782 | 0.002917 | 0.00294 | 0.002903 | 0.002811 | 0.002587 | 0.002111
-0.025011 | -0.022075 | -0.019183 | -0.017515 | -0.016539 | -0.015972 | -0.015357 | -0.014567 | -0.013818 | -0.013043 | -0.011883 | -0.010651 | -0.009337 | -0.008022 | -0.006992 | -0.005978 | -0.005009 | -0.003946 | -0.003089 | -0.002284 | -0.001759 | -0.00124 | -0.000869 | -0.000537 | 0 | 0.000751 | 0.001269 | 0.001828 | 0.002243 | 0.002528 | 0.002672 | 0.002715 | 0.002817 | 0.002751 | 0.002549 | 0.002415 | 0.001984
-0.024392 | -0.02139 | -0.018663 | -0.016939 | -0.015895 | -0.015169 | -0.014577 | -0.013982 | -0.013237 | -0.012459 | -0.011538 | -0.010467 | -0.009214 | -0.00798 | -0.007015 | -0.005934 | -0.004916 | -0.00406 | -0.003138 | -0.002366 | -0.001797 | -0.00132 | -0.000861 | -0.000466 | 0 | 0.000704 | 0.001348 | 0.00185 | 0.00227 | 0.002455 | 0.002645 | 0.002807 | 0.00282 | 0.002732 | 0.002579 | 0.00241 | 0.001958
-0.023748 | -0.020908 | -0.018145 | -0.016551 | -0.015578 | -0.014793 | -0.014178 | -0.01349 | -0.012739 | -0.011912 | -0.010879 | -0.009844 | -0.008603 | -0.007456 | -0.006451 | -0.005554 | -0.00465 | -0.003726 | -0.002901 | -0.002191 | -0.001694 | -0.001168 | -0.000915 | -0.000483 | 0 | 0.000579 | 0.001267 | 0.001741 | 0.002 | 0.002305 | 0.002424 | 0.002548 | 0.002544 | 0.002521 | 0.002301 | 0.002178 | 0.00173
-0.023202 | -0.020379 | -0.017692 | -0.016071 | -0.015178 | -0.014605 | -0.014085 | -0.013423 | -0.012686 | -0.011988 | -0.010919 | -0.009835 | -0.008605 | -0.007368 | -0.006441 | -0.005494 | -0.004562 | -0.003687 | -0.002922 | -0.002159 | -0.001616 | -0.001186 | -0.00083 | -0.00048 | 0 | 0.000633 | 0.001177 | 0.00164 | 0.002003 | 0.002242 | 0.002437 | 0.0024 | 0.002474 | 0.002374 | 0.002174 | 0.002069 | 0.001622
-0.02226 | -0.019504 | -0.016925 | -0.015404 | -0.014485 | -0.013732 | -0.013182 | -0.01256 | -0.0119 | -0.011101 | -0.010319 | -0.009313 | -0.008266 | -0.007126 | -0.006188 | -0.005257 | -0.004353 | -0.003579 | -0.002784 | -0.002048 | -0.001587 | -0.001154 | -0.000801 | -0.000411 | 0 | 0.0006 | 0.001246 | 0.001643 | 0.001962 | 0.002162 | 0.002328 | 0.002447 | 0.002442 | 0.002331 | 0.002244 | 0.002051 | 0.001597
-0.021625 | -0.019037 | -0.016539 | -0.01513 | -0.014233 | -0.013619 | -0.013094 | -0.012456 | -0.01175 | -0.010985 | -0.010001 | -0.008963 | -0.007802 | -0.006723 | -0.005803 | -0.005001 | -0.004155 | -0.003329 | -0.002568 | -0.001891 | -0.001463 | -0.001047 | -0.000785 | -0.000372 | 0 | 0.000586 | 0.001124 | 0.001565 | 0.00185 | 0.002092 | 0.002217 | 0.002275 | 0.002319 | 0.002277 | 0.002095 | 0.001939 | 0.001548
-0.018607 | -0.017206 | -0.015652 | -0.01473 | -0.014076 | -0.013654 | -0.013123 | -0.012559 | -0.01185 | -0.011095 | -0.01029 | -0.009288 | -0.00814 | -0.007134 | -0.006083 | -0.005186 | -0.004303 | -0.003337 | -0.002598 | -0.001878 | -0.001447 | -0.000972 | -0.000753 | -0.000349 | 0 | 0.000493 | 0.001022 | 0.001342 | 0.001605 | 0.001795 | 0.002022 | 0.002199 | 0.002199 | 0.002176 | 0.002055 | 0.001906 | 0.001505
-0.018742 | -0.017173 | -0.015579 | -0.014537 | -0.013945 | -0.013449 | -0.013061 | -0.012493 | -0.011809 | -0.011236 | -0.010397 | -0.009419 | -0.008332 | -0.007189 | -0.00621 | -0.005208 | -0.004302 | -0.003466 | -0.002571 | -0.001877 | -0.001368 | -0.001037 | -0.000726 | -0.000402 | 0 | 0.000509 | 0.000898 | 0.001269 | 0.001498 | 0.001702 | 0.001886 | 0.001968 | 0.001937 | 0.001893 | 0.001796 | 0.001576 | 0.001196
-0.018569 | -0.01703 | -0.015371 | -0.014349 | -0.013684 | -0.013059 | -0.012508 | -0.011971 | -0.011316 | -0.010686 | -0.009828 | -0.008951 | -0.007831 | -0.006702 | -0.005854 | -0.004934 | -0.003956 | -0.003212 | -0.002446 | -0.001742 | -0.001303 | -0.000864 | -0.000595 | -0.00026 | 0 | 0.000485 | 0.000981 | 0.001258 | 0.001553 | 0.001735 | 0.001853 | 0.00193 | 0.001899 | 0.001863 | 0.001738 | 0.001484 | 0.001084
-0.018393 | -0.016853 | -0.015138 | -0.014057 | -0.013404 | -0.01297 | -0.01254 | -0.011973 | -0.011247 | -0.010589 | -0.00981 | -0.0088 | -0.007734 | -0.006735 | -0.005771 | -0.004856 | -0.004031 | -0.003085 | -0.00237 | -0.001723 | -0.001306 | -0.000931 | -0.000671 | -0.00035 | 0 | 0.000454 | 0.000867 | 0.001189 | 0.001406 | 0.001566 | 0.001697 | 0.001782 | 0.001729 | 0.001678 | 0.001487 | 0.001281 | 0.000838
-0.018085 | -0.016423 | -0.014772 | -0.013722 | -0.013104 | -0.012575 | -0.012174 | -0.01164 | -0.010993 | -0.010463 | -0.009631 | -0.008743 | -0.007721 | -0.006642 | -0.005752 | -0.004798 | -0.003967 | -0.003165 | -0.002371 | -0.001711 | -0.00127 | -0.000919 | -0.000626 | -0.000332 | 0 | 0.000488 | 0.000862 | 0.001207 | 0.001438 | 0.001619 | 0.001709 | 0.001721 | 0.001713 | 0.001606 | 0.001456 | 0.001213 | 0.000774
-0.017812 | -0.016248 | -0.014549 | -0.013524 | -0.012878 | -0.012339 | -0.011805 | -0.01128 | -0.010665 | -0.010027 | -0.009211 | -0.008353 | -0.007267 | -0.00618 | -0.005357 | -0.004524 | -0.003635 | -0.002886 | -0.00221 | -0.001597 | -0.00119 | -0.000787 | -0.000576 | -0.000256 | 0 | 0.000424 | 0.000875 | 0.001166 | 0.00141 | 0.001523 | 0.001619 | 0.001663 | 0.001613 | 0.001511 | 0.001327 | 0.001095 | 0.000655
-0.017655 | -0.016 | -0.014256 | -0.013169 | -0.012549 | -0.012137 | -0.011705 | -0.011166 | -0.010522 | -0.009919 | -0.00919 | -0.008218 | -0.007262 | -0.006277 | -0.005376 | -0.004517 | -0.003702 | -0.002919 | -0.002175 | -0.001591 | -0.001176 | -0.000897 | -0.000627 | -0.000335 | 0 | 0.000466 | 0.000881 | 0.001173 | 0.001368 | 0.001493 | 0.001592 | 0.001627 | 0.001578 | 0.00146 | 0.001276 | 0.001047 | 0.000599
-0.01725 | -0.015703 | -0.014033 | -0.012986 | -0.012354 | -0.011813 | -0.011396 | -0.010906 | -0.01031 | -0.009747 | -0.008955 | -0.008086 | -0.007102 | -0.006038 | -0.005234 | -0.004421 | -0.00358 | -0.002854 | -0.002131 | -0.001521 | -0.001138 | -0.000803 | -0.000569 | -0.000296 | 0 | 0.000431 | 0.000831 | 0.001141 | 0.001344 | 0.001463 | 0.001561 | 0.001556 | 0.001475 | 0.001382 | 0.001202 | 0.00092 | 0.000489
-0.016928 | -0.015329 | -0.013584 | -0.012566 | -0.012009 | -0.011566 | -0.01114 | -0.010646 | -0.010077 | -0.009507 | -0.008761 | -0.007861 | -0.00686 | -0.005876 | -0.005022 | -0.004269 | -0.003487 | -0.002732 | -0.002063 | -0.001503 | -0.001162 | -0.000811 | -0.000581 | -0.000319 | 0 | 0.000441 | 0.00085 | 0.001136 | 0.001343 | 0.001459 | 0.001564 | 0.001583 | 0.001521 | 0.001409 | 0.001224 | 0.000975 | 0.000524
-0.016673 | -0.015039 | -0.013369 | -0.012324 | -0.011715 | -0.011229 | -0.01085 | -0.010371 | -0.009763 | -0.009237 | -0.008453 | -0.007624 | -0.00674 | -0.005785 | -0.004991 | -0.0042 | -0.003421 | -0.002737 | -0.002066 | -0.00148 | -0.00115 | -0.000784 | -0.000588 | -0.000287 | 0 | 0.000423 | 0.000823 | 0.001096 | 0.001286 | 0.001402 | 0.001493 | 0.001478 | 0.001402 | 0.001289 | 0.001101 | 0.000863 | 0.0004
-0.01657 | -0.01484 | -0.013112 | -0.012058 | -0.011508 | -0.01105 | -0.010607 | -0.010135 | -0.009573 | -0.009004 | -0.008274 | -0.007448 | -0.006533 | -0.005515 | -0.004757 | -0.003959 | -0.003182 | -0.002513 | -0.00186 | -0.001277 | -0.000985 | -0.000672 | -0.000513 | -0.000278 | 0 | 0.000383 | 0.000738 | 0.00101 | 0.001256 | 0.001368 | 0.001439 | 0.001441 | 0.001322 | 0.001225 | 0.001051 | 0.000781 | 0.000346
-0.016185 | -0.014776 | -0.013058 | -0.012011 | -0.011378 | -0.010883 | -0.010623 | -0.010141 | -0.009548 | -0.009018 | -0.008288 | -0.007422 | -0.00645 | -0.005593 | -0.004801 | -0.004007 | -0.003272 | -0.002581 | -0.001872 | -0.001396 | -0.001042 | -0.000724 | -0.000524 | -0.000238 | 0 | 0.000482 | 0.000906 | 0.001173 | 0.001153 | 0.001264 | 0.001367 | 0.001348 | 0.00129 | 0.001175 | 0.00099 | 0.000737 | 0.000257
-0.016349 | -0.014702 | -0.012969 | -0.011895 | -0.011277 | -0.010887 | -0.010481 | -0.010002 | -0.009451 | -0.00887 | -0.008163 | -0.007359 | -0.006459 | -0.005474 | -0.004725 | -0.003931 | -0.003189 | -0.002532 | -0.001859 | -0.001291 | -0.000962 | -0.000643 | -0.000482 | -0.000234 | 0 | 0.000375 | 0.000715 | 0.000946 | 0.001155 | 0.001274 | 0.001323 | 0.001317 | 0.001243 | 0.001109 | 0.000919 | 0.000663 | 0.000216
-0.016231 | -0.014534 | -0.012783 | -0.011752 | -0.011111 | -0.010706 | -0.010315 | -0.00985 | -0.009273 | -0.0087 | -0.007964 | -0.007081 | -0.006204 | -0.005297 | -0.004501 | -0.003787 | -0.00312 | -0.002483 | -0.001875 | -0.001368 | -0.001074 | -0.000724 | -0.000549 | -0.000311 | 0 | 0.000441 | 0.000832 | 0.001095 | 0.001248 | 0.001363 | 0.001428 | 0.001401 | 0.001331 | 0.001189 | 0.001003 | 0.000755 | 0.000308
-0.016052 | -0.014362 | -0.012554 | -0.01149 | -0.010881 | -0.010429 | -0.010055 | -0.009644 | -0.009109 | -0.008629 | -0.007942 | -0.007181 | -0.006279 | -0.005341 | -0.004597 | -0.003822 | -0.00317 | -0.002457 | -0.001825 | -0.0013 | -0.001006 | -0.000706 | -0.000501 | -0.000266 | 0 | 0.000425 | 0.000817 | 0.001096 | 0.001262 | 0.001394 | 0.001423 | 0.001417 | 0.001305 | 0.001183 | 0.000988 | 0.000747 | 0.000276
-0.015886 | -0.014222 | -0.012469 | -0.011454 | -0.010889 | -0.010494 | -0.010078 | -0.009603 | -0.009085 | -0.008517 | -0.007777 | -0.007007 | -0.006076 | -0.005181 | -0.004405 | -0.003693 | -0.003012 | -0.002343 | -0.001762 | -0.001245 | -0.000949 | -0.000599 | -0.000505 | -0.000244 | 0 | 0.000406 | 0.000803 | 0.001085 | 0.001291 | 0.00136 | 0.001411 | 0.001363 | 0.001286 | 0.001153 | 0.000956 | 0.000698 | 0.000262
-0.01598 | -0.014216 | -0.012438 | -0.011342 | -0.010759 | -0.010385 | -0.010014 | -0.009591 | -0.009004 | -0.008525 | -0.007839 | -0.007 | -0.006131 | -0.00527 | -0.004477 | -0.003739 | -0.003074 | -0.002412 | -0.001765 | -0.001242 | -0.000952 | -0.000702 | -0.000515 | -0.000296 | 0 | 0.000418 | 0.000801 | 0.00106 | 0.001213 | 0.001297 | 0.001315 | 0.0013 | 0.001203 | 0.001053 | 0.000854 | 0.000598 | 0.000147
-0.015839 | -0.014096 | -0.012265 | -0.011234 | -0.010673 | -0.010182 | -0.009801 | -0.00941 | -0.008946 | -0.008432 | -0.007687 | -0.006901 | -0.006068 | -0.005076 | -0.004383 | -0.003649 | -0.002996 | -0.002353 | -0.001747 | -0.001234 | -0.000947 | -0.000638 | -0.000487 | -0.000294 | 0 | 0.000389 | 0.000762 | 0.001057 | 0.001229 | 0.001341 | 0.001339 | 0.001318 | 0.001228 | 0.001096 | 0.00088 | 0.000595 | 0.000143
-0.016036 | -0.014205 | -0.012282 | -0.011172 | -0.010555 | -0.01026 | -0.009832 | -0.009417 | -0.008908 | -0.008376 | -0.007631 | -0.006793 | -0.005891 | -0.005022 | -0.004228 | -0.003567 | -0.002909 | -0.002247 | -0.001667 | -0.001214 | -0.000901 | -0.000609 | -0.00049 | -0.000226 | 0 | 0.000384 | 0.000784 | 0.000985 | 0.001188 | 0.001239 | 0.001246 | 0.001216 | 0.001118 | 0.000956 | 0.000759 | 0.000481 | 4e-05
-0.015748 | -0.013892 | -0.012065 | -0.010994 | -0.010448 | -0.010041 | -0.0097 | -0.009351 | -0.008766 | -0.008303 | -0.007669 | -0.006785 | -0.005958 | -0.005104 | -0.004325 | -0.003626 | -0.002977 | -0.002329 | -0.001718 | -0.001237 | -0.000999 | -0.000713 | -0.000545 | -0.000341 | 0 | 0.000385 | 0.000729 | 0.000977 | 0.001096 | 0.001154 | 0.001158 | 0.001091 | 0.000999 | 0.000858 | 0.000621 | 0.000357 | -0.000103
-0.01539 | -0.013579 | -0.011667 | -0.010636 | -0.010037 | -0.00961 | -0.0092 | -0.008771 | -0.008374 | -0.007887 | -0.007112 | -0.006392 | -0.005528 | -0.004605 | -0.003982 | -0.003299 | -0.002669 | -0.002102 | -0.001544 | -0.001078 | -0.000762 | -0.000538 | -0.000372 | -0.000181 | 0 | 0.000377 | 0.000716 | 0.000999 | 0.001195 | 0.001254 | 0.001244 | 0.001184 | 0.001075 | 0.00091 | 0.000661 | 0.000437 | -6.5e-05
-0.015725 | -0.01373 | -0.011786 | -0.010638 | -0.010033 | -0.009822 | -0.009461 | -0.009108 | -0.008514 | -0.008028 | -0.007356 | -0.006481 | -0.005584 | -0.00483 | -0.004005 | -0.003378 | -0.002691 | -0.002093 | -0.001537 | -0.001112 | -0.000861 | -0.000559 | -0.000485 | -0.00025 | 0 | 0.000375 | 0.000731 | 0.000928 | 0.001055 | 0.001092 | 0.00108 | 0.001015 | 0.000904 | 0.000746 | 0.000492 | 0.000204 | -0.000221
-0.01521 | -0.013285 | -0.011337 | -0.010252 | -0.00967 | -0.009143 | -0.008853 | -0.008536 | -0.008035 | -0.007597 | -0.006921 | -0.006169 | -0.005382 | -0.004594 | -0.003948 | -0.003244 | -0.002655 | -0.002101 | -0.001476 | -0.001044 | -0.000823 | -0.000661 | -0.000432 | -0.000313 | 0 | 0.000398 | 0.000697 | 0.000946 | 0.00102 | 0.001113 | 0.00107 | 0.000995 | 0.000837 | 0.000704 | 0.000439 | 0.0002 | -0.000314
-0.015178 | -0.013231 | -0.011212 | -0.010141 | -0.009509 | -0.009203 | -0.00877 | -0.008323 | -0.00789 | -0.007407 | -0.006594 | -0.005919 | -0.005037 | -0.004126 | -0.003562 | -0.00294 | -0.002355 | -0.001808 | -0.001366 | -0.000889 | -0.000634 | -0.000386 | -0.00033 | -0.00018 | 0 | 0.000288 | 0.000587 | 0.000845 | 0.000989 | 0.00102 | 0.000971 | 0.000877 | 0.000769 | 0.000545 | 0.000294 | 3.1e-05 | -0.000386
-0.014957 | -0.012884 | -0.010974 | -0.009806 | -0.009206 | -0.008964 | -0.008682 | -0.008413 | -0.007864 | -0.007377 | -0.006756 | -0.00596 | -0.005081 | -0.004435 | -0.003666 | -0.003075 | -0.00249 | -0.001894 | -0.001423 | -0.001022 | -0.000802 | -0.00058 | -0.000521 | -0.000258 | 0 | 0.000336 | 0.000667 | 0.000828 | 0.000925 | 0.000853 | 0.000864 | 0.000801 | 0.000656 | 0.000441 | 0.000202 | -5.7e-05 | -0.000512
-0.014436 | -0.012486 | -0.010517 | -0.009488 | -0.008917 | -0.008281 | -0.007949 | -0.007581 | -0.007145 | -0.006725 | -0.005968 | -0.005359 | -0.004686 | -0.00387 | -0.003344 | -0.002713 | -0.002188 | -0.001736 | -0.001227 | -0.000843 | -0.000636 | -0.000569 | -0.000287 | -0.000301 | 0 | 0.000321 | 0.000542 | 0.000818 | 0.000852 | 0.000912 | 0.000893 | 0.00078 | 0.000612 | 0.000447 | 0.000213 | -8.8e-05 | -0.000581
-0.014089 | -0.012141 | -0.010194 | -0.009112 | -0.008478 | -0.008356 | -0.007934 | -0.007523 | -0.007104 | -0.006614 | -0.005817 | -0.005156 | -0.004297 | -0.003551 | -0.003051 | -0.002501 | -0.001938 | -0.001486 | -0.001128 | -0.000706 | -0.000524 | -0.000204 | -0.000241 | -8.8e-05 | 0 | 0.000249 | 0.000524 | 0.00066 | 0.00082 | 0.000821 | 0.000715 | 0.00062 | 0.000472 | 0.000271 | 3.1e-05 | -0.000223 | -0.000648
-0.013396 | -0.011463 | -0.009725 | -0.008655 | -0.008065 | -0.007693 | -0.007487 | -0.00727 | -0.006667 | -0.006276 | -0.005731 | -0.005035 | -0.004379 | -0.003775 | -0.003107 | -0.002557 | -0.002103 | -0.001548 | -0.001097 | -0.000855 | -0.000652 | -0.000511 | -0.000395 | -0.000254 | 0 | 0.000306 | 0.000602 | 0.000687 | 0.000709 | 0.000683 | 0.000677 | 0.000563 | 0.000445 | 0.000225 | -1.5e-05 | -0.000253 | -0.000699
-0.012173 | -0.010458 | -0.008669 | -0.007818 | -0.007305 | -0.006834 | -0.006482 | -0.006089 | -0.005785 | -0.005383 | -0.004686 | -0.004179 | -0.003532 | -0.002803 | -0.002446 | -0.00192 | -0.001543 | -0.001153 | -0.00079 | -0.000431 | -0.000319 | -0.000277 | -0.000128 | -0.00014 | 0 | 0.000204 | 0.000358 | 0.000617 | 0.000617 | 0.000642 | 0.000557 | 0.000415 | 0.000253 | 0.000115 | -0.000166 | -0.000414 | -0.000879
-0.011815 | -0.010127 | -0.008559 | -0.007598 | -0.007097 | -0.007145 | -0.006802 | -0.006508 | -0.006128 | -0.005755 | -0.005038 | -0.004433 | -0.003659 | -0.003026 | -0.002555 | -0.002112 | -0.001617 | -0.00113 | -0.000824 | -0.000602 | -0.000385 | -8.9e-05 | -0.000237 | -1.7e-05 | 0 | 0.000219 | 0.000494 | 0.000563 | 0.00067 | 0.000622 | 0.000511 | 0.000417 | 0.000363 | 0.000117 | -0.000136 | -0.00036 | -0.000715
-0.011017 | -0.009464 | -0.008085 | -0.007247 | -0.006829 | -0.006377 | -0.006201 | -0.005977 | -0.005463 | -0.005168 | -0.004685 | -0.004097 | -0.003561 | -0.003065 | -0.002514 | -0.002103 | -0.001733 | -0.001299 | -0.000845 | -0.000616 | -0.000522 | -0.000463 | -0.000318 | -0.000271 | 0 | 0.000241 | 0.000496 | 0.000562 | 0.000536 | 0.000508 | 0.000555 | 0.000509 | 0.000242 | 0.000204 | -4.5e-05 | -0.000292 | -0.000775
-0.010483 | -0.009119 | -0.007694 | -0.007051 | -0.006627 | -0.00636 | -0.006092 | -0.005647 | -0.00536 | -0.004994 | -0.004212 | -0.003772 | -0.003168 | -0.002397 | -0.002151 | -0.001677 | -0.001353 | -0.000893 | -0.000645 | -0.000372 | -0.000119 | -0.000105 | 1.2e-05 | -6.8e-05 | 0 | 0.000163 | 0.00031 | 0.000508 | 0.000574 | 0.000611 | 0.000543 | 0.000404 | 0.000317 | 0.000154 | -0.000103 | -0.00032 | -0.000755
-0.010366 | -0.008981 | -0.007808 | -0.007004 | -0.006595 | -0.006563 | -0.006391 | -0.006237 | -0.005674 | -0.005442 | -0.004828 | -0.004249 | -0.003587 | -0.003054 | -0.002592 | -0.002152 | -0.001601 | -0.001183 | -0.000871 | -0.00062 | -0.000482 | -0.000175 | -0.000229 | -4e-05 | 0 | 0.000256 | 0.000487 | 0.000579 | 0.000624 | 0.000536 | 0.000507 | 0.000475 | 0.000392 | 0.000246 | 3.4e-05 | -0.000193 | -0.000579
-0.009866 | -0.00867 | -0.007491 | -0.00693 | -0.006554 | -0.006086 | -0.00599 | -0.00572 | -0.005306 | -0.004944 | -0.004429 | -0.003903 | -0.00331 | -0.002801 | -0.002462 | -0.001942 | -0.001624 | -0.001137 | -0.000762 | -0.000502 | -0.000497 | -0.00041 | -0.000262 | -0.000247 | 0 | 0.000268 | 0.000507 | 0.000631 | 0.000498 | 0.000566 | 0.000662 | 0.000539 | 0.000462 | 0.000346 | 8.8e-05 | -0.000124 | -0.000631
-0.010339 | -0.009133 | -0.007858 | -0.007262 | -0.00685 | -0.006805 | -0.006582 | -0.006153 | -0.005881 | -0.005599 | -0.004723 | -0.004271 | -0.003542 | -0.002749 | -0.002506 | -0.001967 | -0.001445 | -0.00106 | -0.000767 | -0.000383 | -0.000252 | -7.3e-05 | -2.7e-05 | -6e-05 | 0 | 0.000176 | 0.000348 | 0.000554 | 0.000707 | 0.000695 | 0.000595 | 0.000492 | 0.000428 | 0.000347 | 0.000114 | -0.00012 | -0.000553
-0.010491 | -0.009173 | -0.008057 | -0.007273 | -0.006833 | -0.006697 | -0.006594 | -0.006558 | -0.005904 | -0.005593 | -0.005104 | -0.004544 | -0.003892 | -0.003295 | -0.002801 | -0.002377 | -0.001762 | -0.001367 | -0.000988 | -0.000672 | -0.000564 | -0.000307 | -0.000358 | -7.5e-05 | 0 | 0.00027 | 0.000653 | 0.000694 | 0.000748 | 0.000669 | 0.000694 | 0.000714 | 0.00065 | 0.000519 | 0.000336 | 7.5e-05 | -0.000369
-0.0105 | -0.009223 | -0.007817 | -0.00727 | -0.006908 | -0.006374 | -0.006301 | -0.005858 | -0.005479 | -0.005091 | -0.004522 | -0.003935 | -0.003375 | -0.002793 | -0.002457 | -0.001846 | -0.001624 | -0.001182 | -0.000847 | -0.000416 | -0.000357 | -0.000369 | -0.000114 | -0.000266 | 0 | 0.000229 | 0.000462 | 0.000674 | 0.00061 | 0.000668 | 0.00068 | 0.000647 | 0.000516 | 0.000451 | 0.000198 | -0.0001 | -0.000571
-0.0119 | -0.010239 | -0.00862 | -0.00768 | -0.007227 | -0.007355 | -0.007112 | -0.006792 | -0.006325 | -0.006131 | -0.005158 | -0.004607 | -0.003802 | -0.002955 | -0.00264 | -0.002195 | -0.001508 | -0.001058 | -0.000841 | -0.000529 | -0.000225 | -2.6e-05 | -7.2e-05 | -6.5e-05 | 0 | 0.000156 | 0.000305 | 0.000566 | 0.000758 | 0.000688 | 0.000719 | 0.000652 | 0.000599 | 0.000396 | 0.000184 | -0.000112 | -0.00049

## Sheet7
-0.048681 | -0.047714 | -0.046215 | -0.039451 | -0.037248 | -0.035596 | -0.032105 | -0.034683 | -0.028406 | -0.028356 | -0.024598 | -0.020646 | -0.017593 | -0.017739 | -0.015767 | -0.014222 | -0.014979 | -0.013924 | -0.012312 | -0.009408 | -0.009608 | -0.00986 | -0.004232 | -0.006668 | -0.004008 | 0 | 0.000899 | 0.000403 | 0.004721 | 0.007298 | 0.008479 | 0.012575 | 0.014485 | 0.017952 | 0.018642 | 0.021607 | 0.019359 | 0.018308
-0.043818 | -0.04195 | -0.038665 | -0.034378 | -0.031373 | -0.030898 | -0.027469 | -0.029044 | -0.024472 | -0.024252 | -0.020678 | -0.017034 | -0.015414 | -0.014374 | -0.014464 | -0.010795 | -0.011707 | -0.011148 | -0.009265 | -0.007201 | -0.006651 | -0.006431 | -0.003379 | -0.004488 | -0.003305 | 0 | 0.000735 | 0.001238 | 0.003083 | 0.00599 | 0.00745 | 0.010467 | 0.012136 | 0.015128 | 0.015014 | 0.017698 | 0.015242 | 0.014529
-0.034931 | -0.033613 | -0.030853 | -0.02629 | -0.023996 | -0.02328 | -0.021218 | -0.021173 | -0.018131 | -0.01762 | -0.014242 | -0.011735 | -0.010994 | -0.009271 | -0.010107 | -0.007087 | -0.008596 | -0.006901 | -0.006409 | -0.005029 | -0.004978 | -0.004931 | -0.0019 | -0.001645 | -0.000285 | 0 | 0.000919 | 0.000618 | 0.003262 | 0.005346 | 0.005357 | 0.00864 | 0.009208 | 0.011473 | 0.011228 | 0.013369 | 0.01089 | 0.010225
-0.028473 | -0.026588 | -0.024219 | -0.020165 | -0.018499 | -0.017835 | -0.015768 | -0.016429 | -0.012676 | -0.013173 | -0.010682 | -0.008829 | -0.006641 | -0.006596 | -0.006599 | -0.005577 | -0.005309 | -0.004626 | -0.005245 | -0.003665 | -0.003675 | -0.003371 | -0.002544 | -0.00245 | -0.00252 | 0 | 0.000495 | -0.000145 | 0.001711 | 0.002892 | 0.003277 | 0.006053 | 0.005444 | 0.008246 | 0.006907 | 0.008928 | 0.006049 | 0.005353
-0.023572 | -0.021664 | -0.019231 | -0.016063 | -0.014087 | -0.013478 | -0.011633 | -0.012599 | -0.01008 | -0.010103 | -0.007302 | -0.006356 | -0.005448 | -0.005429 | -0.00562 | -0.003754 | -0.004556 | -0.003832 | -0.003855 | -0.001894 | -0.002468 | -0.003024 | -0.002319 | -0.002127 | -0.001683 | 0 | -0.000524 | -0.000999 | 0.000279 | 0.00216 | 0.002268 | 0.003769 | 0.003665 | 0.004963 | 0.004023 | 0.005344 | 0.002866 | 0.002359
-0.01956 | -0.017555 | -0.01519 | -0.011897 | -0.011045 | -0.010697 | -0.009408 | -0.009333 | -0.007625 | -0.007663 | -0.00543 | -0.004146 | -0.004144 | -0.002395 | -0.003595 | -0.001778 | -0.002755 | -0.002412 | -0.002357 | -0.001257 | -0.001696 | -0.002328 | -0.001134 | -0.001143 | -0.001756 | 0 | -0.000197 | -0.000464 | 0.00037 | 0.001681 | 0.00123 | 0.002548 | 0.00255 | 0.003727 | 0.002512 | 0.003573 | 0.001573 | 0.000483
-0.016505 | -0.015289 | -0.0135 | -0.011242 | -0.009721 | -0.009023 | -0.007669 | -0.008121 | -0.006816 | -0.006643 | -0.004755 | -0.003276 | -0.002643 | -0.002579 | -0.002536 | -0.001735 | -0.002321 | -0.001631 | -0.001422 | -0.000714 | -0.001405 | -0.001435 | -0.001423 | -0.000628 | -0.001588 | 0 | -0.000369 | -0.000662 | 5.1e-05 | 0.001366 | 0.000527 | 0.00179 | 0.001613 | 0.002284 | 0.002102 | 0.002179 | 0.000446 | -3.2e-05
-0.015033 | -0.013206 | -0.011677 | -0.0099 | -0.008809 | -0.008938 | -0.007696 | -0.007863 | -0.005933 | -0.005862 | -0.004744 | -0.003309 | -0.002891 | -0.002437 | -0.002778 | -0.001317 | -0.00211 | -0.00193 | -0.00187 | -0.001148 | -0.001354 | -0.001623 | -0.000636 | -0.001129 | -0.000876 | 0 | 0.000319 | -0.000645 | 0.000123 | 0.001274 | 0.000746 | 0.001805 | 0.001452 | 0.002301 | 0.001657 | 0.00259 | 0.000145 | -6.6e-05
-0.015565 | -0.013273 | -0.010892 | -0.00877 | -0.007826 | -0.007643 | -0.006642 | -0.007134 | -0.006059 | -0.005714 | -0.004604 | -0.002833 | -0.002553 | -0.001842 | -0.002087 | -0.001417 | -0.001559 | -0.001169 | -0.001456 | -0.000844 | -0.001183 | -0.001366 | -0.000792 | -0.000923 | -0.000684 | 0 | -0.000281 | -0.000245 | 1.3e-05 | 0.001076 | 0.00029 | 0.001428 | 0.001442 | 0.00183 | 0.001008 | 0.001933 | 9.9e-05 | -0.000193
-0.015072 | -0.013387 | -0.011272 | -0.009177 | -0.007839 | -0.007825 | -0.006914 | -0.006566 | -0.005591 | -0.005365 | -0.004248 | -0.00324 | -0.002212 | -0.001921 | -0.002191 | -0.001297 | -0.001565 | -0.001427 | -0.001234 | -0.000527 | -0.001045 | -0.000984 | -0.000291 | -0.000856 | -0.001183 | 0 | -0.000103 | -0.000154 | 0.000187 | 0.000921 | 0.000371 | 0.001227 | 0.000981 | 0.00146 | 0.001087 | 0.001415 | -0.000226 | -0.000332
-0.013521 | -0.012436 | -0.010909 | -0.009508 | -0.008646 | -0.008267 | -0.006928 | -0.007304 | -0.006146 | -0.0058 | -0.004366 | -0.003384 | -0.002636 | -0.001906 | -0.002175 | -0.001381 | -0.00175 | -0.001621 | -0.001418 | -0.00026 | -0.00078 | -0.000534 | -0.000282 | -0.000317 | -0.000591 | 0 | 6.5e-05 | -8.9e-05 | 9.1e-05 | 0.001112 | 0.000255 | 0.001142 | 0.000827 | 0.001433 | 0.001144 | 0.001282 | 6.6e-05 | 4.3e-05
-0.012802 | -0.011933 | -0.010986 | -0.00971 | -0.009089 | -0.008854 | -0.008124 | -0.007975 | -0.007019 | -0.006642 | -0.005627 | -0.004255 | -0.003801 | -0.002993 | -0.002965 | -0.002097 | -0.002264 | -0.00214 | -0.001791 | -0.001025 | -0.001188 | -0.001174 | -0.000944 | -0.000779 | -0.000892 | 0 | -0.00019 | -0.000218 | -0.00017 | 0.000621 | 0.000246 | 0.000733 | 0.00076 | 0.001149 | 0.000592 | 0.001265 | -0.000154 | 1.4e-05
-0.012318 | -0.011445 | -0.010597 | -0.009469 | -0.00908 | -0.009019 | -0.008278 | -0.008173 | -0.007339 | -0.006837 | -0.005873 | -0.004842 | -0.003952 | -0.003346 | -0.003387 | -0.001922 | -0.002471 | -0.002234 | -0.001746 | -0.000984 | -0.001105 | -0.001237 | -0.00077 | -0.00084 | -0.000677 | 0 | 3e-05 | -0.000145 | 0.000138 | 0.000946 | 0.000683 | 0.001221 | 0.001129 | 0.001848 | 0.001566 | 0.001722 | 0.000882 | 0.000593
-0.011985 | -0.011206 | -0.010457 | -0.009545 | -0.009079 | -0.00899 | -0.008066 | -0.008235 | -0.007224 | -0.006894 | -0.005909 | -0.004787 | -0.00385 | -0.003263 | -0.003087 | -0.002363 | -0.00219 | -0.002205 | -0.001693 | -0.001121 | -0.000829 | -0.001016 | -0.000568 | -0.000368 | -0.000401 | 0 | 0.000347 | 0.000205 | 0.000311 | 0.001216 | 0.000958 | 0.001467 | 0.001604 | 0.002 | 0.001816 | 0.001992 | 0.001158 | 0.001098
-0.012311 | -0.011536 | -0.010808 | -0.009966 | -0.009376 | -0.009209 | -0.008515 | -0.008486 | -0.00754 | -0.007124 | -0.006221 | -0.005004 | -0.004166 | -0.003473 | -0.003179 | -0.002776 | -0.002638 | -0.002202 | -0.001958 | -0.001044 | -0.001039 | -0.00114 | -0.000777 | -0.000427 | -0.000454 | 0 | 0.000165 | 0.000204 | 0.000314 | 0.001036 | 0.000915 | 0.001646 | 0.001557 | 0.001989 | 0.001935 | 0.002369 | 0.001403 | 0.001386
-0.012248 | -0.011634 | -0.010983 | -0.010248 | -0.009653 | -0.009311 | -0.008834 | -0.008682 | -0.007852 | -0.007579 | -0.006544 | -0.005318 | -0.004453 | -0.004037 | -0.003565 | -0.002968 | -0.002871 | -0.002398 | -0.002276 | -0.001511 | -0.001277 | -0.0014 | -0.000996 | -0.000905 | -0.000566 | 0 | 0.000218 | 0.000163 | 0.000322 | 0.000986 | 0.000911 | 0.001571 | 0.001721 | 0.002146 | 0.002124 | 0.002467 | 0.001694 | 0.001638
-0.012452 | -0.011768 | -0.011159 | -0.010263 | -0.009712 | -0.009633 | -0.008778 | -0.008604 | -0.007669 | -0.007422 | -0.006267 | -0.005324 | -0.004395 | -0.003785 | -0.003653 | -0.002758 | -0.002748 | -0.002376 | -0.001918 | -0.001425 | -0.001223 | -0.001043 | -0.000681 | -0.000416 | -0.00028 | 0 | 0.000131 | 0.000337 | 0.000721 | 0.001512 | 0.001372 | 0.002097 | 0.002406 | 0.002729 | 0.002851 | 0.003106 | 0.002434 | 0.00253
-0.012609 | -0.012057 | -0.011163 | -0.010309 | -0.009576 | -0.009315 | -0.008705 | -0.008525 | -0.00761 | -0.007189 | -0.00633 | -0.005327 | -0.004326 | -0.003762 | -0.00346 | -0.002686 | -0.002635 | -0.00241 | -0.001998 | -0.001289 | -0.001043 | -0.001218 | -0.000698 | -0.000536 | -0.00039 | 0 | 0.000243 | 0.00039 | 0.000774 | 0.001387 | 0.001501 | 0.002165 | 0.002433 | 0.002909 | 0.002998 | 0.003351 | 0.002557 | 0.002722
-0.012754 | -0.012112 | -0.011233 | -0.01031 | -0.009638 | -0.009365 | -0.008616 | -0.0084 | -0.007514 | -0.00713 | -0.006151 | -0.005176 | -0.004192 | -0.003764 | -0.003523 | -0.002847 | -0.002654 | -0.002353 | -0.002012 | -0.001333 | -0.001211 | -0.001067 | -0.000653 | -0.000526 | -0.000254 | 0 | 0.000282 | 0.000439 | 0.000892 | 0.001712 | 0.001728 | 0.002299 | 0.002813 | 0.003196 | 0.003471 | 0.003771 | 0.003215 | 0.003178
-0.012996 | -0.012263 | -0.011236 | -0.010256 | -0.009458 | -0.009132 | -0.008493 | -0.008081 | -0.007424 | -0.006953 | -0.005942 | -0.00514 | -0.004233 | -0.00362 | -0.003419 | -0.00269 | -0.002543 | -0.00224 | -0.002185 | -0.001408 | -0.001312 | -0.001157 | -0.000692 | -0.000444 | -0.000448 | 0 | 0.000255 | 0.000459 | 0.000833 | 0.001658 | 0.001834 | 0.002469 | 0.002878 | 0.003284 | 0.003582 | 0.003788 | 0.003333 | 0.003546
-0.01326 | -0.012422 | -0.011257 | -0.010255 | -0.009568 | -0.009106 | -0.008402 | -0.008071 | -0.007411 | -0.006899 | -0.00612 | -0.005178 | -0.004306 | -0.003768 | -0.003689 | -0.002879 | -0.002858 | -0.002546 | -0.00222 | -0.001645 | -0.001472 | -0.00125 | -0.000846 | -0.000544 | -0.000446 | 0 | 0.000203 | 0.000461 | 0.000858 | 0.001751 | 0.001743 | 0.002585 | 0.002952 | 0.003419 | 0.003652 | 0.004006 | 0.003566 | 0.003752
-0.013252 | -0.012398 | -0.011262 | -0.01024 | -0.009458 | -0.008918 | -0.00838 | -0.008043 | -0.007354 | -0.006909 | -0.006141 | -0.005266 | -0.004261 | -0.003746 | -0.003527 | -0.002909 | -0.002821 | -0.002561 | -0.002244 | -0.001578 | -0.001422 | -0.00116 | -0.000887 | -0.000555 | -0.000374 | 0 | 0.000289 | 0.000452 | 0.000929 | 0.001787 | 0.002146 | 0.002752 | 0.003233 | 0.003767 | 0.003937 | 0.004233 | 0.003957 | 0.004154
-0.012996 | -0.012052 | -0.010905 | -0.010006 | -0.009187 | -0.008767 | -0.008161 | -0.007791 | -0.007165 | -0.006816 | -0.005896 | -0.005072 | -0.004253 | -0.003769 | -0.003597 | -0.002991 | -0.00281 | -0.002425 | -0.00215 | -0.001592 | -0.001308 | -0.001108 | -0.00072 | -0.000458 | -0.000353 | 0 | 0.000262 | 0.000593 | 0.001107 | 0.001868 | 0.002272 | 0.002924 | 0.00344 | 0.003953 | 0.004254 | 0.004525 | 0.004276 | 0.004412
-0.013065 | -0.012216 | -0.011009 | -0.010095 | -0.009414 | -0.008922 | -0.008232 | -0.008037 | -0.00738 | -0.006918 | -0.006209 | -0.005327 | -0.004495 | -0.003908 | -0.003704 | -0.003101 | -0.002963 | -0.00272 | -0.002397 | -0.001784 | -0.001555 | -0.001388 | -0.001013 | -0.00069 | -0.000503 | 0 | 0.000226 | 0.000487 | 0.001044 | 0.001809 | 0.002322 | 0.002972 | 0.003465 | 0.004001 | 0.004245 | 0.004552 | 0.004336 | 0.00454
-0.012915 | -0.012023 | -0.010907 | -0.01001 | -0.009392 | -0.00882 | -0.008244 | -0.007963 | -0.007291 | -0.006838 | -0.006187 | -0.005369 | -0.004456 | -0.003935 | -0.003739 | -0.003129 | -0.003095 | -0.002707 | -0.002346 | -0.001815 | -0.001536 | -0.001464 | -0.001018 | -0.000703 | -0.000478 | 0 | 0.000212 | 0.000466 | 0.001056 | 0.001868 | 0.002269 | 0.003012 | 0.003621 | 0.004114 | 0.004368 | 0.00466 | 0.004598 | 0.004684
-0.012756 | -0.011928 | -0.010802 | -0.009947 | -0.009262 | -0.008821 | -0.008209 | -0.007831 | -0.007191 | -0.006796 | -0.006115 | -0.005315 | -0.004334 | -0.003877 | -0.003648 | -0.003003 | -0.002933 | -0.002636 | -0.00236 | -0.001737 | -0.001477 | -0.001271 | -0.00089 | -0.000583 | -0.000462 | 0 | 0.000335 | 0.000606 | 0.001112 | 0.001952 | 0.002549 | 0.003228 | 0.003792 | 0.004264 | 0.004681 | 0.004937 | 0.00492 | 0.004944
-0.012621 | -0.011862 | -0.010814 | -0.00999 | -0.009261 | -0.008799 | -0.008235 | -0.00788 | -0.007324 | -0.006727 | -0.006121 | -0.005313 | -0.004407 | -0.00395 | -0.003634 | -0.0031 | -0.002928 | -0.002653 | -0.002343 | -0.001778 | -0.001476 | -0.001207 | -0.000852 | -0.000682 | -0.000359 | 0 | 0.000368 | 0.000689 | 0.001252 | 0.002097 | 0.002549 | 0.003334 | 0.003962 | 0.004454 | 0.004839 | 0.005168 | 0.005038 | 0.005094
-0.012571 | -0.011829 | -0.010816 | -0.009953 | -0.009209 | -0.008757 | -0.008152 | -0.007751 | -0.007201 | -0.006754 | -0.006113 | -0.005265 | -0.004384 | -0.003863 | -0.003643 | -0.003084 | -0.002997 | -0.002588 | -0.002285 | -0.001742 | -0.001548 | -0.001183 | -0.000873 | -0.000586 | -0.000276 | 0 | 0.000341 | 0.000668 | 0.001275 | 0.002066 | 0.002677 | 0.003402 | 0.003977 | 0.004499 | 0.004855 | 0.005255 | 0.005185 | 0.005307
-0.012445 | -0.011719 | -0.010668 | -0.0099 | -0.009175 | -0.00871 | -0.008095 | -0.00772 | -0.007154 | -0.006635 | -0.006054 | -0.0053 | -0.004317 | -0.003962 | -0.003551 | -0.003105 | -0.002897 | -0.00255 | -0.00235 | -0.001788 | -0.001574 | -0.001195 | -0.000878 | -0.000568 | -0.000273 | 0 | 0.000407 | 0.00076 | 0.001303 | 0.002124 | 0.002733 | 0.003499 | 0.004064 | 0.004614 | 0.004923 | 0.005338 | 0.005313 | 0.005398
-0.012527 | -0.011796 | -0.010803 | -0.009965 | -0.009289 | -0.008721 | -0.008095 | -0.007745 | -0.007177 | -0.006692 | -0.00605 | -0.005303 | -0.00442 | -0.003901 | -0.003634 | -0.003146 | -0.002978 | -0.002649 | -0.002359 | -0.001804 | -0.001479 | -0.001316 | -0.000906 | -0.000612 | -0.000355 | 0 | 0.000308 | 0.000662 | 0.001246 | 0.002105 | 0.002696 | 0.003454 | 0.004102 | 0.004595 | 0.004982 | 0.00542 | 0.005327 | 0.005423
-0.012609 | -0.011875 | -0.010783 | -0.009949 | -0.009228 | -0.00865 | -0.008104 | -0.007722 | -0.007165 | -0.006712 | -0.006028 | -0.005297 | -0.004429 | -0.003921 | -0.003656 | -0.00307 | -0.003002 | -0.0026 | -0.002244 | -0.001806 | -0.001549 | -0.001254 | -0.00086 | -0.000622 | -0.000366 | 0 | 0.000308 | 0.00072 | 0.001258 | 0.002152 | 0.002722 | 0.003485 | 0.004102 | 0.004672 | 0.005075 | 0.005358 | 0.005462 | 0.005459
-0.012476 | -0.011761 | -0.010702 | -0.009898 | -0.009208 | -0.008636 | -0.008087 | -0.007732 | -0.007122 | -0.006675 | -0.006033 | -0.005279 | -0.004407 | -0.003944 | -0.00364 | -0.003158 | -0.002996 | -0.002615 | -0.002372 | -0.001882 | -0.00154 | -0.001289 | -0.000884 | -0.00061 | -0.000456 | 0 | 0.000324 | 0.000638 | 0.00123 | 0.002043 | 0.002713 | 0.003423 | 0.004084 | 0.004631 | 0.005045 | 0.005445 | 0.005405 | 0.005509
-0.012545 | -0.011823 | -0.010792 | -0.010005 | -0.009232 | -0.008699 | -0.008061 | -0.007715 | -0.007126 | -0.006624 | -0.006026 | -0.005332 | -0.004343 | -0.003942 | -0.003628 | -0.00315 | -0.003002 | -0.00265 | -0.002288 | -0.001826 | -0.001497 | -0.001243 | -0.000835 | -0.000589 | -0.00038 | 0 | 0.000367 | 0.000708 | 0.001262 | 0.00212 | 0.00272 | 0.003487 | 0.004149 | 0.004697 | 0.005071 | 0.005524 | 0.005523 | 0.005555
-0.012597 | -0.011879 | -0.010817 | -0.009971 | -0.009232 | -0.008669 | -0.00811 | -0.007654 | -0.007138 | -0.006663 | -0.006016 | -0.005296 | -0.00438 | -0.00393 | -0.003631 | -0.003191 | -0.002969 | -0.002615 | -0.002316 | -0.001813 | -0.001574 | -0.0013 | -0.000893 | -0.000623 | -0.000391 | 0 | 0.000287 | 0.000659 | 0.001207 | 0.002055 | 0.002644 | 0.003415 | 0.004068 | 0.004627 | 0.00498 | 0.005427 | 0.005475 | 0.005522
-0.012464 | -0.011785 | -0.01073 | -0.009901 | -0.009146 | -0.00858 | -0.007991 | -0.007609 | -0.007029 | -0.006566 | -0.005977 | -0.00519 | -0.004382 | -0.003866 | -0.003553 | -0.003132 | -0.002919 | -0.002557 | -0.002295 | -0.001859 | -0.001507 | -0.001204 | -0.000876 | -0.000602 | -0.000327 | 0 | 0.000319 | 0.000657 | 0.001238 | 0.002011 | 0.002648 | 0.003399 | 0.004025 | 0.004577 | 0.004982 | 0.005376 | 0.005482 | 0.005518
-0.01235 | -0.011645 | -0.010576 | -0.009764 | -0.008997 | -0.008404 | -0.007782 | -0.007389 | -0.006892 | -0.006377 | -0.005806 | -0.005063 | -0.004197 | -0.003778 | -0.003461 | -0.002984 | -0.002837 | -0.002511 | -0.002167 | -0.001732 | -0.001474 | -0.001123 | -0.000789 | -0.000559 | -0.000329 | 0 | 0.000376 | 0.0007 | 0.001275 | 0.002063 | 0.002674 | 0.003383 | 0.003971 | 0.004571 | 0.004955 | 0.005374 | 0.005477 | 0.005447
-0.012391 | -0.011668 | -0.010572 | -0.009693 | -0.008955 | -0.008356 | -0.007762 | -0.007337 | -0.006818 | -0.006281 | -0.005748 | -0.005048 | -0.004091 | -0.003742 | -0.003454 | -0.002987 | -0.002801 | -0.002426 | -0.002241 | -0.001729 | -0.001481 | -0.001144 | -0.000792 | -0.000502 | -0.000272 | 0 | 0.000349 | 0.000661 | 0.001259 | 0.001991 | 0.002532 | 0.003266 | 0.003813 | 0.004405 | 0.004849 | 0.005229 | 0.005328 | 0.005368
-0.01229 | -0.011583 | -0.010523 | -0.009703 | -0.008939 | -0.008316 | -0.007707 | -0.007279 | -0.006735 | -0.006247 | -0.005698 | -0.005013 | -0.004007 | -0.003707 | -0.003424 | -0.002944 | -0.002786 | -0.002453 | -0.002232 | -0.001735 | -0.00149 | -0.001166 | -0.000891 | -0.000499 | -0.0003 | 0 | 0.000337 | 0.000626 | 0.001217 | 0.001873 | 0.002428 | 0.003073 | 0.003702 | 0.00425 | 0.004651 | 0.005074 | 0.005158 | 0.005203
-0.012145 | -0.01146 | -0.010427 | -0.009543 | -0.008762 | -0.008101 | -0.00756 | -0.007108 | -0.006564 | -0.0061 | -0.005554 | -0.004855 | -0.004007 | -0.003588 | -0.003367 | -0.002908 | -0.002712 | -0.002425 | -0.002126 | -0.001702 | -0.001435 | -0.001158 | -0.000846 | -0.000489 | -0.000253 | 0 | 0.000345 | 0.000587 | 0.001156 | 0.001817 | 0.002267 | 0.00298 | 0.003543 | 0.004074 | 0.004527 | 0.004915 | 0.004975 | 0.005026
-0.012046 | -0.011372 | -0.010307 | -0.00945 | -0.008684 | -0.008066 | -0.007435 | -0.007007 | -0.006521 | -0.006017 | -0.005514 | -0.004847 | -0.003944 | -0.003561 | -0.003318 | -0.002909 | -0.002721 | -0.002415 | -0.002194 | -0.001732 | -0.001441 | -0.001161 | -0.00078 | -0.000557 | -0.000312 | 0 | 0.000273 | 0.000589 | 0.001037 | 0.001662 | 0.002117 | 0.002768 | 0.00334 | 0.00385 | 0.00423 | 0.004637 | 0.004718 | 0.004759
-0.012135 | -0.011413 | -0.010336 | -0.009462 | -0.008587 | -0.007973 | -0.007353 | -0.006875 | -0.006359 | -0.005832 | -0.005325 | -0.004684 | -0.00385 | -0.003401 | -0.003229 | -0.002761 | -0.002616 | -0.002388 | -0.002066 | -0.00166 | -0.001351 | -0.001101 | -0.000807 | -0.0005 | -0.000305 | 0 | 0.000308 | 0.000572 | 0.001022 | 0.001612 | 0.002076 | 0.002601 | 0.003188 | 0.003729 | 0.00414 | 0.004513 | 0.00457 | 0.004609
-0.009075 | -0.008559 | -0.007822 | -0.007308 | -0.006844 | -0.006494 | -0.006155 | -0.005882 | -0.005549 | -0.005161 | -0.00474 | -0.00404 | -0.003149 | -0.002781 | -0.002487 | -0.002096 | -0.001911 | -0.001626 | -0.001383 | -0.001031 | -0.000849 | -0.000648 | -0.000406 | -0.000235 | -0.000191 | 0 | 0.000127 | 0.000269 | 0.000551 | 0.000914 | 0.00112 | 0.00148 | 0.001783 | 0.002158 | 0.002375 | 0.002621 | 0.002664 | 0.00275
-0.009279 | -0.008733 | -0.007967 | -0.007509 | -0.007011 | -0.006672 | -0.006277 | -0.00601 | -0.005675 | -0.005274 | -0.004792 | -0.004158 | -0.003233 | -0.002813 | -0.002554 | -0.002111 | -0.001946 | -0.001689 | -0.001432 | -0.001047 | -0.000866 | -0.000734 | -0.000398 | -0.000231 | -0.00016 | 0 | 0.000159 | 0.000349 | 0.000622 | 0.001041 | 0.001257 | 0.001626 | 0.00201 | 0.002343 | 0.002578 | 0.002825 | 0.00288 | 0.002962
-0.009399 | -0.008838 | -0.008073 | -0.007539 | -0.007063 | -0.006689 | -0.006326 | -0.00604 | -0.005691 | -0.0053 | -0.004811 | -0.004143 | -0.003216 | -0.002847 | -0.002567 | -0.002148 | -0.001969 | -0.001681 | -0.001444 | -0.00112 | -0.000902 | -0.000665 | -0.000472 | -0.000244 | -0.000182 | 0 | 0.000163 | 0.000359 | 0.000688 | 0.00112 | 0.00137 | 0.001785 | 0.002159 | 0.00251 | 0.002769 | 0.003039 | 0.003103 | 0.003182
-0.009629 | -0.009076 | -0.00828 | -0.007728 | -0.00724 | -0.006843 | -0.006456 | -0.006156 | -0.005771 | -0.005372 | -0.004923 | -0.004232 | -0.003312 | -0.002871 | -0.002642 | -0.002213 | -0.002024 | -0.001749 | -0.001492 | -0.001144 | -0.00088 | -0.000691 | -0.000482 | -0.000269 | -0.000189 | 0 | 0.000183 | 0.000396 | 0.000679 | 0.001167 | 0.001444 | 0.00187 | 0.002282 | 0.00266 | 0.002908 | 0.003151 | 0.003218 | 0.00334
-0.009657 | -0.009068 | -0.008277 | -0.007776 | -0.007229 | -0.006837 | -0.006419 | -0.006167 | -0.005811 | -0.00542 | -0.00496 | -0.004272 | -0.003405 | -0.002982 | -0.002723 | -0.002287 | -0.002096 | -0.001794 | -0.001551 | -0.001163 | -0.000969 | -0.00077 | -0.000525 | -0.000307 | -0.000196 | 0 | 0.000166 | 0.000404 | 0.000735 | 0.001196 | 0.001506 | 0.001957 | 0.002377 | 0.002718 | 0.002982 | 0.003247 | 0.00331 | 0.00343
-0.009858 | -0.00925 | -0.008408 | -0.007846 | -0.007273 | -0.006861 | -0.006481 | -0.006152 | -0.00579 | -0.005406 | -0.004912 | -0.004242 | -0.003359 | -0.002933 | -0.002731 | -0.002283 | -0.002102 | -0.001779 | -0.001562 | -0.001137 | -0.000954 | -0.000763 | -0.000492 | -0.000305 | -0.000173 | 0 | 0.000181 | 0.000417 | 0.000782 | 0.001269 | 0.001612 | 0.002086 | 0.002502 | 0.00289 | 0.003128 | 0.00344 | 0.003461 | 0.003567
-0.00997 | -0.009385 | -0.008534 | -0.007974 | -0.007428 | -0.00702 | -0.006579 | -0.006284 | -0.005934 | -0.00547 | -0.005024 | -0.00435 | -0.00341 | -0.003014 | -0.002697 | -0.002316 | -0.00211 | -0.001855 | -0.001565 | -0.001214 | -0.000969 | -0.000747 | -0.000517 | -0.000347 | -0.000179 | 0 | 0.000222 | 0.000523 | 0.000811 | 0.001325 | 0.001679 | 0.002131 | 0.002582 | 0.002967 | 0.003223 | 0.00352 | 0.003552 | 0.003624
-0.00994 | -0.009364 | -0.008553 | -0.008017 | -0.007475 | -0.007081 | -0.006651 | -0.006327 | -0.005965 | -0.005545 | -0.005069 | -0.004435 | -0.003539 | -0.003098 | -0.002825 | -0.002415 | -0.00219 | -0.001917 | -0.001634 | -0.001281 | -0.001064 | -0.00083 | -0.000566 | -0.000385 | -0.000198 | 0 | 0.000218 | 0.000455 | 0.0008 | 0.001317 | 0.001707 | 0.002214 | 0.002634 | 0.003021 | 0.00326 | 0.003565 | 0.003611 | 0.003683
-0.009922 | -0.009327 | -0.008491 | -0.007875 | -0.007326 | -0.006895 | -0.006493 | -0.006189 | -0.005833 | -0.005442 | -0.004996 | -0.004355 | -0.003407 | -0.003037 | -0.00279 | -0.002375 | -0.002133 | -0.001875 | -0.001658 | -0.001256 | -0.000995 | -0.000776 | -0.000556 | -0.00034 | -0.000179 | 0 | 0.000229 | 0.00047 | 0.00086 | 0.001382 | 0.001775 | 0.002259 | 0.002701 | 0.003112 | 0.003358 | 0.003669 | 0.003731 | 0.003786
-0.00999 | -0.009381 | -0.008503 | -0.007913 | -0.00738 | -0.006954 | -0.006513 | -0.006207 | -0.00587 | -0.005431 | -0.005005 | -0.00429 | -0.003396 | -0.003004 | -0.002789 | -0.002352 | -0.002147 | -0.001886 | -0.001643 | -0.001222 | -0.001019 | -0.00081 | -0.000524 | -0.00031 | -0.00019 | 0 | 0.000243 | 0.000498 | 0.00087 | 0.001441 | 0.001845 | 0.002339 | 0.002804 | 0.003185 | 0.003488 | 0.003751 | 0.0038 | 0.003908
-0.010068 | -0.009441 | -0.008599 | -0.008008 | -0.007448 | -0.006996 | -0.006601 | -0.006266 | -0.005873 | -0.005492 | -0.005004 | -0.004388 | -0.003448 | -0.003059 | -0.002822 | -0.002397 | -0.002239 | -0.001939 | -0.00169 | -0.00133 | -0.001034 | -0.000873 | -0.000619 | -0.000385 | -0.000206 | 0 | 0.000193 | 0.000485 | 0.000827 | 0.001395 | 0.001799 | 0.002334 | 0.002814 | 0.003186 | 0.003485 | 0.003776 | 0.003807 | 0.003881
-0.009994 | -0.009402 | -0.00853 | -0.007934 | -0.007355 | -0.006946 | -0.006514 | -0.006225 | -0.005791 | -0.005423 | -0.004955 | -0.004334 | -0.003425 | -0.003021 | -0.002803 | -0.002387 | -0.002152 | -0.001924 | -0.001644 | -0.001258 | -0.001021 | -0.000801 | -0.000536 | -0.000333 | -0.000197 | 0 | 0.000256 | 0.000555 | 0.000911 | 0.001451 | 0.001855 | 0.002435 | 0.002904 | 0.003303 | 0.003574 | 0.003897 | 0.00393 | 0.003972
-0.010073 | -0.009455 | -0.008567 | -0.007994 | -0.007444 | -0.007005 | -0.00658 | -0.006271 | -0.00586 | -0.005459 | -0.004982 | -0.004372 | -0.003461 | -0.003111 | -0.002823 | -0.002426 | -0.002203 | -0.001959 | -0.001692 | -0.001325 | -0.001072 | -0.000866 | -0.000572 | -0.00036 | -0.000215 | 0 | 0.000217 | 0.00052 | 0.000915 | 0.001441 | 0.001885 | 0.002432 | 0.002897 | 0.003331 | 0.003593 | 0.003901 | 0.003966 | 0.003994
-0.010144 | -0.009507 | -0.00864 | -0.008044 | -0.007455 | -0.00702 | -0.006609 | -0.006283 | -0.005871 | -0.005517 | -0.005065 | -0.004409 | -0.003504 | -0.003111 | -0.002863 | -0.002432 | -0.002265 | -0.001963 | -0.001706 | -0.001337 | -0.001042 | -0.000878 | -0.000628 | -0.000358 | -0.000226 | 0 | 0.000196 | 0.000487 | 0.000931 | 0.001491 | 0.001896 | 0.002483 | 0.002941 | 0.003374 | 0.003638 | 0.003969 | 0.003966 | 0.004054
-0.010099 | -0.009488 | -0.008577 | -0.007969 | -0.007389 | -0.006953 | -0.006529 | -0.006194 | -0.00579 | -0.005435 | -0.004961 | -0.004344 | -0.003486 | -0.003086 | -0.002845 | -0.00247 | -0.002276 | -0.001982 | -0.001751 | -0.001332 | -0.001091 | -0.000839 | -0.000569 | -0.00039 | -0.000222 | 0 | 0.000227 | 0.000515 | 0.00088 | 0.001482 | 0.001896 | 0.002474 | 0.002942 | 0.003359 | 0.003653 | 0.00399 | 0.004022 | 0.004054
-0.010014 | -0.009366 | -0.008499 | -0.007894 | -0.007333 | -0.006943 | -0.00648 | -0.006151 | -0.00576 | -0.005382 | -0.004971 | -0.004337 | -0.003414 | -0.003071 | -0.002821 | -0.002401 | -0.002216 | -0.001918 | -0.001658 | -0.001323 | -0.001024 | -0.000847 | -0.000556 | -0.000335 | -0.000178 | 0 | 0.000259 | 0.000524 | 0.000957 | 0.001572 | 0.002003 | 0.002562 | 0.003038 | 0.003451 | 0.00379 | 0.004035 | 0.004126 | 0.004157
-0.010068 | -0.009486 | -0.008601 | -0.007972 | -0.007396 | -0.00694 | -0.006547 | -0.00622 | -0.005805 | -0.00545 | -0.004979 | -0.004356 | -0.00351 | -0.003102 | -0.00284 | -0.002447 | -0.00228 | -0.001983 | -0.001739 | -0.001325 | -0.001088 | -0.000846 | -0.000625 | -0.000386 | -0.000219 | 0 | 0.000231 | 0.00052 | 0.000915 | 0.001515 | 0.001971 | 0.002518 | 0.003019 | 0.003415 | 0.003732 | 0.00406 | 0.004088 | 0.004122
-0.010227 | -0.009604 | -0.008673 | -0.008079 | -0.007473 | -0.007027 | -0.006584 | -0.006265 | -0.005885 | -0.005459 | -0.005011 | -0.004388 | -0.003495 | -0.003114 | -0.002864 | -0.002433 | -0.002247 | -0.002 | -0.00176 | -0.001368 | -0.001075 | -0.000866 | -0.000603 | -0.000356 | -0.000283 | 0 | 0.000205 | 0.000518 | 0.000911 | 0.001534 | 0.001975 | 0.002515 | 0.003003 | 0.003431 | 0.003746 | 0.004069 | 0.004097 | 0.004166
-0.010083 | -0.009405 | -0.008515 | -0.007922 | -0.007321 | -0.00689 | -0.006433 | -0.006129 | -0.005747 | -0.005357 | -0.004933 | -0.004285 | -0.003433 | -0.003027 | -0.002841 | -0.002395 | -0.00225 | -0.001971 | -0.001726 | -0.001344 | -0.001123 | -0.000881 | -0.000636 | -0.000393 | -0.000259 | 0 | 0.000206 | 0.000474 | 0.00092 | 0.001549 | 0.001983 | 0.002543 | 0.003029 | 0.003427 | 0.003768 | 0.004093 | 0.004123 | 0.004179
-0.010025 | -0.009402 | -0.008496 | -0.007886 | -0.007267 | -0.00688 | -0.006438 | -0.00611 | -0.005649 | -0.005331 | -0.004918 | -0.004273 | -0.003388 | -0.00301 | -0.002825 | -0.002384 | -0.002204 | -0.001951 | -0.001705 | -0.001374 | -0.001138 | -0.000832 | -0.000626 | -0.000381 | -0.000234 | 0 | 0.000209 | 0.000493 | 0.000896 | 0.001539 | 0.001888 | 0.002502 | 0.002974 | 0.003425 | 0.003738 | 0.004046 | 0.004096 | 0.004118
-0.009995 | -0.009343 | -0.008435 | -0.007816 | -0.007227 | -0.006805 | -0.006354 | -0.005991 | -0.005621 | -0.005191 | -0.004817 | -0.004163 | -0.003331 | -0.002943 | -0.00273 | -0.002318 | -0.002157 | -0.00195 | -0.00169 | -0.001307 | -0.001065 | -0.000828 | -0.000576 | -0.000349 | -0.000235 | 0 | 0.000243 | 0.000541 | 0.000927 | 0.00153 | 0.001936 | 0.002517 | 0.002995 | 0.003416 | 0.003742 | 0.004059 | 0.004097 | 0.004173
-0.010058 | -0.009405 | -0.008526 | -0.007819 | -0.007232 | -0.006787 | -0.006361 | -0.005968 | -0.005566 | -0.005203 | -0.004766 | -0.004143 | -0.003257 | -0.002927 | -0.002681 | -0.002285 | -0.002155 | -0.001916 | -0.001688 | -0.001273 | -0.00105 | -0.000897 | -0.000567 | -0.000356 | -0.000227 | 0 | 0.000249 | 0.000464 | 0.000883 | 0.001439 | 0.001885 | 0.002429 | 0.00292 | 0.003329 | 0.003657 | 0.004028 | 0.00401 | 0.004054
-0.00987 | -0.009213 | -0.008289 | -0.007652 | -0.007011 | -0.006571 | -0.006134 | -0.005789 | -0.005389 | -0.005003 | -0.004626 | -0.004014 | -0.003188 | -0.002778 | -0.002591 | -0.002179 | -0.002098 | -0.001791 | -0.001614 | -0.001255 | -0.001072 | -0.000788 | -0.000586 | -0.00034 | -0.000241 | 0 | 0.000267 | 0.000459 | 0.000809 | 0.001406 | 0.001838 | 0.002348 | 0.002825 | 0.003241 | 0.00354 | 0.003838 | 0.003879 | 0.003908
-0.009631 | -0.008968 | -0.008045 | -0.007393 | -0.006795 | -0.006338 | -0.00588 | -0.005563 | -0.005152 | -0.004806 | -0.004379 | -0.003788 | -0.003001 | -0.002624 | -0.002465 | -0.002071 | -0.001954 | -0.001708 | -0.001515 | -0.001166 | -0.000981 | -0.000804 | -0.000486 | -0.000287 | -0.0002 | 0 | 0.000199 | 0.000457 | 0.000832 | 0.001407 | 0.001741 | 0.00229 | 0.002714 | 0.003108 | 0.003416 | 0.003743 | 0.00374 | 0.003792
-0.009468 | -0.008819 | -0.007878 | -0.007204 | -0.00658 | -0.006138 | -0.005706 | -0.005361 | -0.00497 | -0.004637 | -0.004189 | -0.003661 | -0.002897 | -0.002507 | -0.002398 | -0.002003 | -0.001888 | -0.001672 | -0.001483 | -0.001095 | -0.000911 | -0.000735 | -0.000517 | -0.000314 | -0.000148 | 0 | 0.000215 | 0.000383 | 0.000727 | 0.001263 | 0.0016 | 0.002113 | 0.002521 | 0.002892 | 0.003204 | 0.003537 | 0.003498 | 0.003561
-0.009253 | -0.008617 | -0.007679 | -0.00702 | -0.006353 | -0.005995 | -0.005484 | -0.005171 | -0.004753 | -0.00442 | -0.004007 | -0.003504 | -0.002739 | -0.002388 | -0.002249 | -0.001854 | -0.001739 | -0.001568 | -0.001503 | -0.001016 | -0.000901 | -0.000711 | -0.000497 | -0.000191 | -0.000171 | 0 | 0.000174 | 0.000369 | 0.000682 | 0.00121 | 0.001471 | 0.002005 | 0.002323 | 0.002728 | 0.003011 | 0.003324 | 0.003295 | 0.003332
-0.009193 | -0.008538 | -0.0076 | -0.006904 | -0.006224 | -0.005828 | -0.005369 | -0.005004 | -0.004614 | -0.004298 | -0.003883 | -0.003342 | -0.002652 | -0.002346 | -0.002174 | -0.001771 | -0.001653 | -0.001536 | -0.00141 | -0.001023 | -0.000841 | -0.00072 | -0.000464 | -0.00023 | -0.000176 | 0 | 0.000148 | 0.000264 | 0.000659 | 0.001136 | 0.001381 | 0.001838 | 0.002216 | 0.002592 | 0.002874 | 0.003143 | 0.003086 | 0.003148
-0.009177 | -0.008493 | -0.007498 | -0.006766 | -0.006059 | -0.005689 | -0.005212 | -0.004859 | -0.004454 | -0.004157 | -0.003759 | -0.003227 | -0.002548 | -0.002166 | -0.001981 | -0.001731 | -0.001556 | -0.001468 | -0.001309 | -0.000979 | -0.000813 | -0.000647 | -0.000445 | -0.000236 | -0.000177 | 0 | 0.000169 | 0.00029 | 0.00054 | 0.001033 | 0.001283 | 0.001727 | 0.002083 | 0.002387 | 0.002607 | 0.002895 | 0.002835 | 0.002909
-0.008915 | -0.008246 | -0.007216 | -0.006547 | -0.005884 | -0.005495 | -0.005016 | -0.004691 | -0.004292 | -0.003983 | -0.003576 | -0.003058 | -0.00239 | -0.002172 | -0.001985 | -0.001592 | -0.001509 | -0.001397 | -0.001283 | -0.000913 | -0.000786 | -0.00069 | -0.000418 | -0.000182 | -0.000214 | 0 | 0.000157 | 0.00027 | 0.000463 | 0.000937 | 0.001175 | 0.001631 | 0.001886 | 0.00221 | 0.002427 | 0.002709 | 0.002619 | 0.002705
-0.008592 | -0.007915 | -0.006955 | -0.00626 | -0.005612 | -0.005252 | -0.004748 | -0.004418 | -0.004056 | -0.003739 | -0.003387 | -0.002866 | -0.002269 | -0.001952 | -0.001812 | -0.001482 | -0.001433 | -0.001278 | -0.001112 | -0.000772 | -0.000672 | -0.000626 | -0.000379 | -0.000231 | -0.000129 | 0 | 0.000149 | 0.000285 | 0.000492 | 0.000897 | 0.001128 | 0.00157 | 0.001857 | 0.002103 | 0.002308 | 0.002659 | 0.002509 | 0.002592
-0.008549 | -0.007853 | -0.006928 | -0.006199 | -0.005593 | -0.005211 | -0.004842 | -0.004461 | -0.004065 | -0.003775 | -0.003437 | -0.002914 | -0.002321 | -0.001915 | -0.001812 | -0.001525 | -0.001401 | -0.001285 | -0.0012 | -0.000892 | -0.000688 | -0.000634 | -0.000401 | -0.000222 | -0.000254 | 0 | 7.9e-05 | 0.000188 | 0.000331 | 0.000777 | 0.000946 | 0.001406 | 0.001677 | 0.001951 | 0.002095 | 0.002317 | 0.002167 | 0.002278
-0.008195 | -0.007492 | -0.006563 | -0.00589 | -0.005303 | -0.004989 | -0.004491 | -0.004229 | -0.003774 | -0.003558 | -0.003182 | -0.002759 | -0.002157 | -0.001775 | -0.001731 | -0.00136 | -0.001291 | -0.001109 | -0.001051 | -0.000649 | -0.000658 | -0.00049 | -0.00027 | -4.9e-05 | -0.000132 | 0 | 0.000118 | 0.000217 | 0.000395 | 0.000866 | 0.000973 | 0.001463 | 0.001681 | 0.00194 | 0.002118 | 0.002401 | 0.002216 | 0.002309
-0.008052 | -0.007372 | -0.006436 | -0.005772 | -0.005129 | -0.004818 | -0.004507 | -0.004143 | -0.003755 | -0.003538 | -0.003075 | -0.002589 | -0.00203 | -0.001742 | -0.001647 | -0.001197 | -0.001218 | -0.001092 | -0.00108 | -0.000706 | -0.000493 | -0.000457 | -0.000229 | -3e-05 | -1.8e-05 | 0 | 0.000191 | 0.00035 | 0.000475 | 0.000952 | 0.001098 | 0.00144 | 0.001714 | 0.001992 | 0.002097 | 0.0023 | 0.002165 | 0.002305
-0.008228 | -0.007488 | -0.006475 | -0.005856 | -0.00527 | -0.005004 | -0.004569 | -0.004307 | -0.003907 | -0.003652 | -0.003165 | -0.00281 | -0.002183 | -0.001924 | -0.001794 | -0.001374 | -0.001337 | -0.001217 | -0.001077 | -0.000814 | -0.000608 | -0.000588 | -0.000377 | -0.000147 | -0.000205 | 0 | 9.4e-05 | 0.000114 | 0.000276 | 0.000794 | 0.000912 | 0.001287 | 0.001558 | 0.001773 | 0.00185 | 0.002125 | 0.001899 | 0.001984
-0.0081 | -0.007347 | -0.006446 | -0.005757 | -0.005148 | -0.004874 | -0.004546 | -0.004157 | -0.003734 | -0.003591 | -0.003153 | -0.00267 | -0.002159 | -0.001788 | -0.001749 | -0.001314 | -0.001305 | -0.001104 | -0.001107 | -0.000691 | -0.000628 | -0.000587 | -0.00046 | -5.2e-05 | -0.000244 | 0 | -4e-06 | 6.1e-05 | 0.000189 | 0.000642 | 0.000805 | 0.001204 | 0.001505 | 0.001729 | 0.001859 | 0.002001 | 0.001896 | 0.001941
-0.007838 | -0.00702 | -0.00593 | -0.005235 | -0.004665 | -0.004474 | -0.00382 | -0.003761 | -0.003339 | -0.003097 | -0.00281 | -0.002232 | -0.001796 | -0.001412 | -0.001392 | -0.001065 | -0.001116 | -0.000954 | -0.000935 | -0.000417 | -0.000434 | -0.000465 | -0.000311 | -0.000132 | -0.000188 | 0 | 6.8e-05 | 8.2e-05 | 0.000156 | 0.00065 | 0.00063 | 0.001044 | 0.001229 | 0.001367 | 0.001473 | 0.001647 | 0.001467 | 0.001539