## Moorings
Mooring OOIBARCODE | Ref Des | Serial Number | Deployment Number | Anchor Launch Date | Anchor Launch Time | Recover Date | Latitude | Longitude | Water Depth | Cruise Number | Notes
OL000222 | CP01CNSM | CP01CNSM-00005 | 5 | 2016-05-13 | 13:50 |  | 40.1398 | -70.7715 | 134 | AR-04

## Asset_Cal_Info
Ref Des | Mooring OOIBARCODE | Mooring Serial Number | Deployment Number | Sensor OOIBARCODE | Sensor Serial Number | Calibration Cofficient Name | Calibration Cofficient Value | Notes
CP01CNSM-SBD11-01-MOPAK0000 | OL000222 | CP01CNSM-00005 | 5 | OL000223 | 6223-4220-4364 |  |  | No Calibration Coefficient
CP01CNSM-SBD11-02-HYDGN0000 | OL000222 | CP01CNSM-00005 | 5 | OL000224 | CP01CNSM-SBD11-HYDGN |  |  | No Calibration Coefficient
CP01CNSM-SBD12-03-HYDGN0000 | OL000222 | CP01CNSM-00005 | 5 | OL000225 | CP01CNSM-SBD12-HYDGN |  |  | No Calibration Coefficient
CP01CNSM-SBD11-06-METBKA000 | OL000222 | CP01CNSM-00005 | 5 | OL000226 | LGR033 | CC_lat | 40.1398
CP01CNSM-SBD11-06-METBKA000 | OL000222 | CP01CNSM-00005 | 5 | OL000226 | LGR033 | CC_lon | -70.7715
CP01CNSM-SBD11-06-METBKA000 | OL000222 | CP01CNSM-00005 | 5 | OL000226 | LGR033 | CC_depth_of_conductivity_and_temperature_measurements_m | 1.067
CP01CNSM-SBD11-06-METBKA000 | OL000222 | CP01CNSM-00005 | 5 | OL000226 | LGR033 | CC_height_of_air_humidity_measurement_m | 4.293
CP01CNSM-SBD11-06-METBKA000 | OL000222 | CP01CNSM-00005 | 5 | OL000226 | LGR033 | CC_height_of_air_temperature_measurement_m | 4.293
CP01CNSM-SBD11-06-METBKA000 | OL000222 | CP01CNSM-00005 | 5 | OL000226 | LGR033 | CC_height_of_windspeed_sensor_above_sealevel_m | 4.75
CP01CNSM-SBD11-06-METBKA000 | OL000222 | CP01CNSM-00005 | 5 | OL000226 | LGR033 | CC_jcool | 1 | Constant
CP01CNSM-SBD11-06-METBKA000 | OL000222 | CP01CNSM-00005 | 5 | OL000226 | LGR033 | CC_jwarm | 1 | Constant
CP01CNSM-SBD11-06-METBKA000 | OL000222 | CP01CNSM-00005 | 5 | OL000226 | LGR033 | CC_zinvpbl | 600 | Constant
CP01CNSM-SBD12-06-METBKA000 | OL000222 | CP01CNSM-00005 | 5 | N00755 | LGR013 | CC_lat | 40.1398
CP01CNSM-SBD12-06-METBKA000 | OL000222 | CP01CNSM-00005 | 5 | N00755 | LGR013 | CC_lon | -70.7715
CP01CNSM-SBD12-06-METBKA000 | OL000222 | CP01CNSM-00005 | 5 | N00755 | LGR013 | CC_depth_of_conductivity_and_temperature_measurements_m | 1.118
CP01CNSM-SBD12-06-METBKA000 | OL000222 | CP01CNSM-00005 | 5 | N00755 | LGR013 | CC_height_of_air_humidity_measurement_m | 4.293
CP01CNSM-SBD12-06-METBKA000 | OL000222 | CP01CNSM-00005 | 5 | N00755 | LGR013 | CC_height_of_air_temperature_measurement_m | 4.293
CP01CNSM-SBD12-06-METBKA000 | OL000222 | CP01CNSM-00005 | 5 | N00755 | LGR013 | CC_height_of_windspeed_sensor_above_sealevel_m | 4.75
CP01CNSM-SBD12-06-METBKA000 | OL000222 | CP01CNSM-00005 | 5 | N00755 | LGR013 | CC_jcool | 1 | Constant
CP01CNSM-SBD12-06-METBKA000 | OL000222 | CP01CNSM-00005 | 5 | N00755 | LGR013 | CC_jwarm | 1 | Constant
CP01CNSM-SBD12-06-METBKA000 | OL000222 | CP01CNSM-00005 | 5 | N00755 | LGR013 | CC_zinvpbl | 600 | Constant
CP01CNSM-SBD12-04-PCO2AA000 | OL000222 | CP01CNSM-00005 | 5 | A01711 | 35-263-50A |  |  | No Calibration Coefficient
CP01CNSM-SBD12-05-WAVSSA000 | OL000222 | CP01CNSM-00005 | 5 | A00968 | 05781 | CC_lat | 40.1398
CP01CNSM-SBD12-05-WAVSSA000 | OL000222 | CP01CNSM-00005 | 5 | A00968 | 05781 | CC_lon | -70.7715
CP01CNSM-SBD12-08-FDCHPA000 | OL000222 | CP01CNSM-00005 | 5 | OL000227 | 144727 | CC_lat | 40.1398 | Group 5 addition.
|  | CP01CNSM-00005 | 5 | OL000227 | 144727 | CC_lon | -70.7715
CP01CNSM-RID26-04-VELPTA000 | OL000222 | CP01CNSM-00005 | 5 | A00411 | AQD 11382 | CC_lat | 40.1398
CP01CNSM-RID26-04-VELPTA000 | OL000222 | CP01CNSM-00005 | 5 | A00411 | AQD 11382 | CC_lon | -70.7715
CP01CNSM-MFD35-04-VELPTA000 | OL000222 | CP01CNSM-00005 | 5 | A00415 | AQD 11397 | CC_lat | 40.1398
CP01CNSM-MFD35-04-VELPTA000 | OL000222 | CP01CNSM-00005 | 5 | A00415 | AQD 11397 | CC_lon | -70.7715
CP01CNSM-RID26-06-PHSEND000 | OL000222 | CP01CNSM-00005 | 5 | A00392 | P0100 | CC_ea434 | 17533
CP01CNSM-RID26-06-PHSEND000 | OL000222 | CP01CNSM-00005 | 5 | A00392 | P0100 | CC_ea578 | 101
CP01CNSM-RID26-06-PHSEND000 | OL000222 | CP01CNSM-00005 | 5 | A00392 | P0100 | CC_eb434 | 2229
CP01CNSM-RID26-06-PHSEND000 | OL000222 | CP01CNSM-00005 | 5 | A00392 | P0100 | CC_eb578 | 38502
CP01CNSM-RID26-06-PHSEND000 | OL000222 | CP01CNSM-00005 | 5 | A00392 | P0100 | CC_ind_off | 1
CP01CNSM-RID26-06-PHSEND000 | OL000222 | CP01CNSM-00005 | 5 | A00392 | P0100 | CC_ind_slp | 0
CP01CNSM-RID26-06-PHSEND000 | OL000222 | CP01CNSM-00005 | 5 | A00392 | P0100 | CC_psal | 35 | Constant
CP01CNSM-MFD35-06-PHSEND000 | OL000222 | CP01CNSM-00005 | 5 | A01346 | P0156 | CC_ea434 | 17533
CP01CNSM-MFD35-06-PHSEND000 | OL000222 | CP01CNSM-00005 | 5 | A01346 | P0156 | CC_ea578 | 101
CP01CNSM-MFD35-06-PHSEND000 | OL000222 | CP01CNSM-00005 | 5 | A01346 | P0156 | CC_eb434 | 2229
CP01CNSM-MFD35-06-PHSEND000 | OL000222 | CP01CNSM-00005 | 5 | A01346 | P0156 | CC_eb578 | 38502
CP01CNSM-MFD35-06-PHSEND000 | OL000222 | CP01CNSM-00005 | 5 | A01346 | P0156 | CC_ind_off | 1
CP01CNSM-MFD35-06-PHSEND000 | OL000222 | CP01CNSM-00005 | 5 | A01346 | P0156 | CC_ind_slp | 0
CP01CNSM-MFD35-06-PHSEND000 | OL000222 | CP01CNSM-00005 | 5 | A01346 | P0156 | CC_psal | 35 | Constant
CP01CNSM-RID27-01-OPTAAD000 | OL000222 | CP01CNSM-00005 | 5 | A00178 | 129 | CC_cwlngth | [399.60000000, 404.30000000, 408.50000000, 412.50000000, 417.10000000, 421.70000000, 426.90000000, 431.50000000, 435.60000000, 440.00000000, 444.90000000, 450.40000000, 455.00000000, 459.60000000, 464.30000000, 469.20000000, 474.50000000, 479.70000000, 484.80000000, 489.50000000, 494.10000000, 498.80000000, 503.40000000, 508.80000000, 513.90000000, 519.20000000, 524.20000000, 529.10000000, 533.70000000, 538.40000000, 543.20000000, 548.00000000, 552.90000000, 557.70000000, 562.80000000, 567.40000000, 571.90000000, 576.10000000, 580.20000000, 584.40000000, 587.80000000, 592.30000000, 596.70000000, 601.10000000, 605.80000000, 610.50000000, 615.20000000, 619.50000000, 624.00000000, 628.40000000, 632.90000000, 637.00000000, 641.50000000, 645.80000000, 650.40000000, 654.90000000, 659.50000000, 663.90000000, 668.20000000, 672.40000000, 676.50000000, 680.70000000, 684.50000000, 688.70000000, 692.30000000, 696.00000000, 699.40000000, 703.10000000, 706.50000000, 710.00000000, 713.70000000, 716.90000000, 720.00000000, 723.30000000, 726.70000000, 729.40000000, 732.60000000, 735.10000000, 738.10000000, 740.80000000, 743.70000000, 745.70000000, 748.10000000]
CP01CNSM-RID27-01-OPTAAD000 | OL000222 | CP01CNSM-00005 | 5 | A00178 | 129 | CC_ccwo | [ -0.69994000, -0.54352900, -0.41155900, -0.30482600, -0.20440800, -0.11837300, -0.04476500, 0.02130400, 0.08180900, 0.13769400, 0.19007400, 0.23770200, 0.27771900, 0.31523200, 0.34769700, 0.38251900, 0.41436100, 0.44161800, 0.47032700, 0.49530800, 0.51890400, 0.54030800, 0.55822400, 0.57549000, 0.59150000, 0.60494000, 0.62074500, 0.63445400, 0.64530300, 0.65973500, 0.66835000, 0.67840300, 0.69199100, 0.70197100, 0.71114900, 0.71866600, 0.72257600, 0.72470100, 0.72185100, 0.71435600, 0.70082000, 0.68211000, 0.66023200, 0.64022800, 0.62855200, 0.62565600, 0.62711500, 0.63048200, 0.62978400, 0.63238700, 0.63492900, 0.63477600, 0.63398300, 0.63038300, 0.62297900, 0.61216800, 0.60236300, 0.59597100, 0.59290300, 0.59014300, 0.58510700, 0.57599900, 0.55957600, 0.53655200, 0.50380600, 0.46165100, 0.40911400, 0.34158300, 0.25853400, 0.15826200, 0.03677400, -0.10485800, -0.26708800, -0.44948400, -0.64837900, -0.84652300, -1.03175600, -1.19604100, -1.32724300, -1.42329400, -1.48985700, -1.53672900, -1.56753300]
CP01CNSM-RID27-01-OPTAAD000 | OL000222 | CP01CNSM-00005 | 5 | A00178 | 129 | CC_tcal | 20.4
CP01CNSM-RID27-01-OPTAAD000 | OL000222 | CP01CNSM-00005 | 5 | A00178 | 129 | CC_tbins | [ 3.91208300, 4.35948300, 5.45658200, 6.47945000, 7.48873600, 8.49450700, 9.48583300, 10.49188700, 11.49200000, 12.48318200, 13.47951200, 14.47800000, 15.49210500, 16.49685700, 17.48242400, 18.47727300, 19.49636400, 20.50533300, 21.50034500, 22.48851900, 23.48777800, 24.49807700, 25.49120000, 26.50076900, 27.51680000, 28.50040000, 29.48769200, 30.49678600, 31.50206900, 32.49090900, 33.48771400, 34.49315800]
CP01CNSM-RID27-01-OPTAAD000 | OL000222 | CP01CNSM-00005 | 5 | A00178 | 129 | CC_awlngth | [401.60000000, 405.90000000, 410.10000000, 414.10000000, 418.90000000, 423.50000000, 428.30000000, 432.90000000, 437.10000000, 441.70000000, 446.90000000, 451.80000000, 456.60000000, 461.10000000, 465.90000000, 470.80000000, 476.10000000, 481.30000000, 486.20000000, 490.90000000, 495.40000000, 500.10000000, 505.00000000, 510.20000000, 515.20000000, 520.60000000, 525.60000000, 530.30000000, 534.90000000, 539.70000000, 544.40000000, 549.30000000, 554.10000000, 559.10000000, 563.90000000, 568.60000000, 572.90000000, 577.10000000, 581.20000000, 585.30000000, 586.60000000, 591.00000000, 595.20000000, 599.80000000, 604.30000000, 608.80000000, 613.50000000, 618.00000000, 622.40000000, 626.70000000, 631.00000000, 635.50000000, 639.80000000, 644.30000000, 648.80000000, 653.00000000, 657.50000000, 662.30000000, 666.50000000, 670.80000000, 675.00000000, 679.10000000, 682.80000000, 686.90000000, 690.80000000, 694.40000000, 697.90000000, 701.50000000, 705.20000000, 708.60000000, 712.00000000, 715.30000000, 718.70000000, 721.70000000, 725.30000000, 728.30000000, 731.00000000, 734.00000000, 736.50000000, 739.60000000, 742.10000000, 744.60000000, 747.20000000]
CP01CNSM-RID27-01-OPTAAD000 | OL000222 | CP01CNSM-00005 | 5 | A00178 | 129 | CC_acwo | [ 0.76692600, 0.89416100, 0.95789100, 0.98406200, 0.98793700, 0.98364900, 0.97509200, 0.96800900, 0.96369500, 0.96025900, 0.95901200, 0.96002300, 0.96412800, 0.97013600, 0.97780600, 0.98642300, 0.99648800, 1.00732500, 1.01931100, 1.03086600, 1.04284200, 1.05405000, 1.06508000, 1.07627000, 1.08919300, 1.10387300, 1.11907000, 1.13461800, 1.14967500, 1.16364900, 1.17775400, 1.19098600, 1.20484000, 1.21842500, 1.23128700, 1.24234000, 1.25049400, 1.25497000, 1.25535000, 1.25109800, 1.24751100, 1.23638100, 1.22179800, 1.20868500, 1.20222900, 1.20384200, 1.21094200, 1.21987500, 1.22927200, 1.23845600, 1.24700800, 1.25496400, 1.26134700, 1.26510100, 1.26539600, 1.26290100, 1.25998100, 1.25957200, 1.26183300, 1.26517300, 1.26684000, 1.26503600, 1.25773300, 1.24334300, 1.22057700, 1.18802200, 1.14445400, 1.08793900, 1.01638800, 0.92771600, 0.82050200, 0.69176000, 0.54229900, 0.37267100, 0.18564100, -0.00693100, -0.19170300, -0.35910000, -0.49705200, -0.60156500, -0.67493800, -0.72369000, -0.75496600]
CP01CNSM-RID27-01-OPTAAD000 | OL000222 | CP01CNSM-00005 | 5 | A00178 | 129 | CC_taarray | SheetRef:129_CC_taarray
CP01CNSM-RID27-01-OPTAAD000 | OL000222 | CP01CNSM-00005 | 5 | A00178 | 129 | CC_tcarray | SheetRef:129_CC_tcarray
CP01CNSM-MFD37-01-OPTAAD000 | OL000222 | CP01CNSM-00005 | 5 | A01329 | 241 | CC_cwlngth | [400.10000000, 403.50000000, 407.50000000, 410.90000000, 413.70000000, 417.60000000, 421.40000000, 425.80000000, 429.70000000, 433.60000000, 437.10000000, 441.20000000, 445.50000000, 450.40000000, 454.80000000, 459.40000000, 463.30000000, 468.00000000, 472.90000000, 477.80000000, 482.40000000, 486.60000000, 490.70000000, 494.60000000, 498.90000000, 503.60000000, 508.30000000, 513.70000000, 518.00000000, 522.50000000, 526.30000000, 530.40000000, 534.80000000, 538.40000000, 542.50000000, 546.60000000, 551.20000000, 555.10000000, 559.90000000, 563.70000000, 567.80000000, 571.70000000, 575.30000000, 578.60000000, 582.20000000, 585.90000000, 589.80000000, 594.00000000, 598.10000000, 601.90000000, 606.50000000, 610.50000000, 614.70000000, 619.00000000, 623.00000000, 626.70000000, 630.70000000, 634.70000000, 638.50000000, 642.10000000, 646.40000000, 650.60000000, 654.90000000, 659.30000000, 663.40000000, 667.50000000, 671.60000000, 675.50000000, 679.30000000, 682.70000000, 686.80000000, 690.20000000, 693.90000000, 697.30000000, 700.90000000, 704.20000000, 707.50000000, 711.00000000, 713.90000000, 717.40000000, 720.60000000, 723.80000000, 727.00000000, 729.90000000, 733.10000000, 735.60000000, 738.90000000]
CP01CNSM-MFD37-01-OPTAAD000 | OL000222 | CP01CNSM-00005 | 5 | A01329 | 241 | CC_ccwo | [ -2.54070100, -2.37602100, -2.19282400, -2.03802900, -1.89384400, -1.75784800, -1.63625400, -1.51420600, -1.40117000, -1.29208600, -1.18209300, -1.09959100, -1.00405100, -0.90407500, -0.82037700, -0.74476400, -0.67295300, -0.60367000, -0.53502100, -0.46882800, -0.41255500, -0.36221600, -0.31393000, -0.26743400, -0.22354600, -0.18027800, -0.13975300, -0.09567900, -0.06165000, -0.02857700, 0.00209700, 0.02471300, 0.05942400, 0.08212900, 0.10862900, 0.13136600, 0.15675500, 0.17953400, 0.20245900, 0.22059000, 0.23847400, 0.25142800, 0.26261500, 0.27191900, 0.27223600, 0.27449900, 0.26546100, 0.25972000, 0.25091800, 0.24394800, 0.24750500, 0.25111800, 0.26095000, 0.27294000, 0.27721000, 0.29120600, 0.29921000, 0.30358400, 0.30949100, 0.32080900, 0.31973400, 0.31902300, 0.30989400, 0.30944600, 0.31418500, 0.31587100, 0.31087600, 0.30815500, 0.30690400, 0.29500100, 0.27317900, 0.25550200, 0.20560200, 0.15740500, 0.10059400, 0.03042100, -0.05996500, -0.16582800, -0.28653500, -0.43238700, -0.59551700, -0.77079000, -0.94503300, -1.11962400, -1.30135800, -1.44507700, -1.53874500]
CP01CNSM-MFD37-01-OPTAAD000 | OL000222 | CP01CNSM-00005 | 5 | A01329 | 241 | CC_tcal | 19.3
CP01CNSM-MFD37-01-OPTAAD000 | OL000222 | CP01CNSM-00005 | 5 | A01329 | 241 | CC_tbins | [ 0.03044900, 1.42606400, 2.46018200, 3.47902400, 4.49529400, 5.50142900, 6.48347800, 7.45909100, 8.46523800, 9.49000000, 10.48350000, 11.49476200, 12.48350000, 13.50478300, 14.50772700, 15.49381000, 16.49173900, 17.51038500, 18.45909100, 19.49960000, 20.49045500, 21.49476200, 22.54791700, 23.49076900, 24.49115400, 25.48652200, 26.50100000, 27.51700000, 28.48684200, 29.50181800, 30.49095200, 31.47000000, 32.50923100, 33.49518500, 34.51035700]
CP01CNSM-MFD37-01-OPTAAD000 | OL000222 | CP01CNSM-00005 | 5 | A01329 | 241 | CC_awlngth | [400.90000000, 403.70000000, 407.10000000, 410.70000000, 413.70000000, 417.30000000, 421.00000000, 425.30000000, 429.00000000, 432.50000000, 436.30000000, 440.00000000, 444.20000000, 449.00000000, 453.40000000, 457.40000000, 461.50000000, 465.90000000, 470.60000000, 475.40000000, 480.10000000, 484.30000000, 488.10000000, 492.00000000, 495.80000000, 500.10000000, 504.70000000, 509.90000000, 514.60000000, 519.10000000, 522.90000000, 526.70000000, 531.30000000, 535.40000000, 539.00000000, 542.80000000, 546.80000000, 551.00000000, 555.20000000, 559.30000000, 563.30000000, 567.30000000, 571.00000000, 574.60000000, 576.30000000, 579.50000000, 583.00000000, 586.80000000, 591.00000000, 594.70000000, 598.40000000, 602.60000000, 606.60000000, 610.80000000, 615.20000000, 619.00000000, 622.90000000, 626.90000000, 630.40000000, 634.00000000, 638.20000000, 642.10000000, 646.30000000, 650.20000000, 653.90000000, 658.50000000, 662.40000000, 666.40000000, 670.30000000, 674.20000000, 677.80000000, 681.70000000, 685.10000000, 688.50000000, 692.30000000, 695.70000000, 699.10000000, 702.00000000, 705.70000000, 708.90000000, 712.00000000, 715.20000000, 718.40000000, 721.90000000, 724.40000000, 727.60000000, 730.40000000]
CP01CNSM-MFD37-01-OPTAAD000 | OL000222 | CP01CNSM-00005 | 5 | A01329 | 241 | CC_acwo | [ -1.99671400, -1.82886500, -1.66290900, -1.50723900, -1.36476900, -1.22733300, -1.09822300, -0.97443900, -0.85690000, -0.74081100, -0.62720500, -0.52112600, -0.41543800, -0.31210500, -0.21575800, -0.12190700, -0.02911400, 0.05940400, 0.14500800, 0.22606600, 0.30121800, 0.37035500, 0.43524000, 0.49781200, 0.56000300, 0.62088100, 0.68151100, 0.74071400, 0.79378000, 0.84338600, 0.88940300, 0.93800500, 0.98721600, 1.03121300, 1.07184800, 1.11050900, 1.14882000, 1.18623900, 1.22162000, 1.25558500, 1.28711700, 1.31636200, 1.34158600, 1.36249500, 1.37010500, 1.38708100, 1.40100200, 1.41061000, 1.41586800, 1.41752600, 1.41928100, 1.42587400, 1.43794600, 1.45561600, 1.47505700, 1.49511800, 1.51476800, 1.53352000, 1.55135100, 1.56873600, 1.58501600, 1.59893900, 1.61111700, 1.61940200, 1.62614400, 1.63293100, 1.64116000, 1.65080800, 1.66118000, 1.66875700, 1.67303500, 1.67296900, 1.66656000, 1.65290200, 1.62985900, 1.59781600, 1.55585200, 1.50105800, 1.43041300, 1.34198200, 1.23895000, 1.11813800, 0.97413600, 0.81329900, 0.65234700, 0.48527600, 0.31828500]
CP01CNSM-MFD37-01-OPTAAD000 | OL000222 | CP01CNSM-00005 | 5 | A01329 | 241 | CC_taarray | SheetRef:241_CC_taarray
CP01CNSM-MFD37-01-OPTAAD000 | OL000222 | CP01CNSM-00005 | 5 | A01329 | 241 | CC_tcarray | SheetRef:241_CC_tcarray
CP01CNSM-RID27-02-FLORTD000 | OL000222 | CP01CNSM-00005 | 5 | A00888 | 1213 | CC_dark_counts_volume_scatter | 50
CP01CNSM-RID27-02-FLORTD000 | OL000222 | CP01CNSM-00005 | 5 | A00888 | 1213 | CC_scale_factor_volume_scatter | 1.83e-06
CP01CNSM-RID27-02-FLORTD000 | OL000222 | CP01CNSM-00005 | 5 | A00888 | 1213 | CC_dark_counts_chlorophyll_a | 49
CP01CNSM-RID27-02-FLORTD000 | OL000222 | CP01CNSM-00005 | 5 | A00888 | 1213 | CC_scale_factor_chlorophyll_a | 0.0121
CP01CNSM-RID27-02-FLORTD000 | OL000222 | CP01CNSM-00005 | 5 | A00888 | 1213 | CC_dark_counts_cdom | 45
CP01CNSM-RID27-02-FLORTD000 | OL000222 | CP01CNSM-00005 | 5 | A00888 | 1213 | CC_scale_factor_cdom | 0.0908
CP01CNSM-RID27-02-FLORTD000 | OL000222 | CP01CNSM-00005 | 5 | A00888 | 1213 | CC_scattering_angle | 124 | Constant
CP01CNSM-RID27-02-FLORTD000 | OL000222 | CP01CNSM-00005 | 5 | A00888 | 1213 | CC_measurement_wavelength | 700 | Constant
CP01CNSM-RID27-02-FLORTD000 | OL000222 | CP01CNSM-00005 | 5 | A00888 | 1213 | CC_angular_resolution | 1.076 | Constant
CP01CNSM-RID27-02-FLORTD000 | OL000222 | CP01CNSM-00005 | 5 | A00888 | 1213 | CC_depolarization_ratio | 0.039 | Constant
CP01CNSM-RID27-03-CTDBPC000 | OL000222 | CP01CNSM-00005 | 5 | A00054 | 16P64183-6841 | CC_lat | 40.1398
CP01CNSM-RID27-03-CTDBPC000 | OL000222 | CP01CNSM-00005 | 5 | A00054 | 16P64183-6841 | CC_lon | -70.7715
CP01CNSM-RID27-03-CTDBPC000 | OL000222 | CP01CNSM-00005 | 5 | A00054 | 16P64183-6841 | CC_a0 | 0.0013149
CP01CNSM-RID27-03-CTDBPC000 | OL000222 | CP01CNSM-00005 | 5 | A00054 | 16P64183-6841 | CC_a1 | 0.00025107
CP01CNSM-RID27-03-CTDBPC000 | OL000222 | CP01CNSM-00005 | 5 | A00054 | 16P64183-6841 | CC_a2 | 8.0689e-07
CP01CNSM-RID27-03-CTDBPC000 | OL000222 | CP01CNSM-00005 | 5 | A00054 | 16P64183-6841 | CC_a3 | 1.0529e-07
CP01CNSM-RID27-03-CTDBPC000 | OL000222 | CP01CNSM-00005 | 5 | A00054 | 16P64183-6841 | CC_ptempa0 | -64.5218
CP01CNSM-RID27-03-CTDBPC000 | OL000222 | CP01CNSM-00005 | 5 | A00054 | 16P64183-6841 | CC_ptempa1 | 51.6841
CP01CNSM-RID27-03-CTDBPC000 | OL000222 | CP01CNSM-00005 | 5 | A00054 | 16P64183-6841 | CC_ptempa2 | -0.2848
CP01CNSM-RID27-03-CTDBPC000 | OL000222 | CP01CNSM-00005 | 5 | A00054 | 16P64183-6841 | CC_ptca0 | 524984.5
CP01CNSM-RID27-03-CTDBPC000 | OL000222 | CP01CNSM-00005 | 5 | A00054 | 16P64183-6841 | CC_ptca1 | 6.146
CP01CNSM-RID27-03-CTDBPC000 | OL000222 | CP01CNSM-00005 | 5 | A00054 | 16P64183-6841 | CC_ptca2 | -0.091506
CP01CNSM-RID27-03-CTDBPC000 | OL000222 | CP01CNSM-00005 | 5 | A00054 | 16P64183-6841 | CC_ptcb0 | 25.0312
CP01CNSM-RID27-03-CTDBPC000 | OL000222 | CP01CNSM-00005 | 5 | A00054 | 16P64183-6841 | CC_ptcb1 | 5e-05
CP01CNSM-RID27-03-CTDBPC000 | OL000222 | CP01CNSM-00005 | 5 | A00054 | 16P64183-6841 | CC_ptcb2 | 0
CP01CNSM-RID27-03-CTDBPC000 | OL000222 | CP01CNSM-00005 | 5 | A00054 | 16P64183-6841 | CC_pa0 | 0.045155
CP01CNSM-RID27-03-CTDBPC000 | OL000222 | CP01CNSM-00005 | 5 | A00054 | 16P64183-6841 | CC_pa1 | 0.0004885
CP01CNSM-RID27-03-CTDBPC000 | OL000222 | CP01CNSM-00005 | 5 | A00054 | 16P64183-6841 | CC_pa2 | -6.079e-12
CP01CNSM-RID27-03-CTDBPC000 | OL000222 | CP01CNSM-00005 | 5 | A00054 | 16P64183-6841 | CC_g | -0.9892
CP01CNSM-RID27-03-CTDBPC000 | OL000222 | CP01CNSM-00005 | 5 | A00054 | 16P64183-6841 | CC_h | 0.13142
CP01CNSM-RID27-03-CTDBPC000 | OL000222 | CP01CNSM-00005 | 5 | A00054 | 16P64183-6841 | CC_i | -0.000143
CP01CNSM-RID27-03-CTDBPC000 | OL000222 | CP01CNSM-00005 | 5 | A00054 | 16P64183-6841 | CC_j | 2.7088e-05
CP01CNSM-RID27-03-CTDBPC000 | OL000222 | CP01CNSM-00005 | 5 | A00054 | 16P64183-6841 | CC_cpcor | -9.57e-08
CP01CNSM-RID27-03-CTDBPC000 | OL000222 | CP01CNSM-00005 | 5 | A00054 | 16P64183-6841 | CC_ctcor | 3.25e-06
CP01CNSM-MFD37-03-CTDBPD000 | OL000222 | CP01CNSM-00005 | 5 | A01106 | 16-50058 | CC_lat | 40.1398
CP01CNSM-MFD37-03-CTDBPD000 | OL000222 | CP01CNSM-00005 | 5 | A01106 | 16-50058 | CC_lon | -70.7715
CP01CNSM-MFD37-03-CTDBPD000 | OL000222 | CP01CNSM-00005 | 5 | A01106 | 16-50058 | CC_a0 | 0.0012542
CP01CNSM-MFD37-03-CTDBPD000 | OL000222 | CP01CNSM-00005 | 5 | A01106 | 16-50058 | CC_a1 | 0.00027448
CP01CNSM-MFD37-03-CTDBPD000 | OL000222 | CP01CNSM-00005 | 5 | A01106 | 16-50058 | CC_a2 | -1.299e-06
CP01CNSM-MFD37-03-CTDBPD000 | OL000222 | CP01CNSM-00005 | 5 | A01106 | 16-50058 | CC_a3 | 1.9156e-07
CP01CNSM-MFD37-03-CTDBPD000 | OL000222 | CP01CNSM-00005 | 5 | A01106 | 16-50058 | CC_ptempa0 | -67.8023
CP01CNSM-MFD37-03-CTDBPD000 | OL000222 | CP01CNSM-00005 | 5 | A01106 | 16-50058 | CC_ptempa1 | 51.3721
CP01CNSM-MFD37-03-CTDBPD000 | OL000222 | CP01CNSM-00005 | 5 | A01106 | 16-50058 | CC_ptempa2 | -0.41637
CP01CNSM-MFD37-03-CTDBPD000 | OL000222 | CP01CNSM-00005 | 5 | A01106 | 16-50058 | CC_ptca0 | 525408.3
CP01CNSM-MFD37-03-CTDBPD000 | OL000222 | CP01CNSM-00005 | 5 | A01106 | 16-50058 | CC_ptca1 | 3.5532
CP01CNSM-MFD37-03-CTDBPD000 | OL000222 | CP01CNSM-00005 | 5 | A01106 | 16-50058 | CC_ptca2 | -0.13053
CP01CNSM-MFD37-03-CTDBPD000 | OL000222 | CP01CNSM-00005 | 5 | A01106 | 16-50058 | CC_ptcb0 | 25.1096
CP01CNSM-MFD37-03-CTDBPD000 | OL000222 | CP01CNSM-00005 | 5 | A01106 | 16-50058 | CC_ptcb1 | -0.000675
CP01CNSM-MFD37-03-CTDBPD000 | OL000222 | CP01CNSM-00005 | 5 | A01106 | 16-50058 | CC_ptcb2 | 0
CP01CNSM-MFD37-03-CTDBPD000 | OL000222 | CP01CNSM-00005 | 5 | A01106 | 16-50058 | CC_pa0 | 0.027295
CP01CNSM-MFD37-03-CTDBPD000 | OL000222 | CP01CNSM-00005 | 5 | A01106 | 16-50058 | CC_pa1 | 0.0015465
CP01CNSM-MFD37-03-CTDBPD000 | OL000222 | CP01CNSM-00005 | 5 | A01106 | 16-50058 | CC_pa2 | 6.3543e-12
CP01CNSM-MFD37-03-CTDBPD000 | OL000222 | CP01CNSM-00005 | 5 | A01106 | 16-50058 | CC_g | -0.97393
CP01CNSM-MFD37-03-CTDBPD000 | OL000222 | CP01CNSM-00005 | 5 | A01106 | 16-50058 | CC_h | 0.15097
CP01CNSM-MFD37-03-CTDBPD000 | OL000222 | CP01CNSM-00005 | 5 | A01106 | 16-50058 | CC_i | -0.0001593
CP01CNSM-MFD37-03-CTDBPD000 | OL000222 | CP01CNSM-00005 | 5 | A01106 | 16-50058 | CC_j | 3.4519e-05
CP01CNSM-MFD37-03-CTDBPD000 | OL000222 | CP01CNSM-00005 | 5 | A01106 | 16-50058 | CC_cpcor | -9.57e-08
CP01CNSM-MFD37-03-CTDBPD000 | OL000222 | CP01CNSM-00005 | 5 | A01106 | 16-50058 | CC_ctcor | 3.25e-06
CP01CNSM-RID27-04-DOSTAD000 | OL000222 | CP01CNSM-00005 | 5 | A00864 | 378 | CC_lat | 40.1398
CP01CNSM-RID27-04-DOSTAD000 | OL000222 | CP01CNSM-00005 | 5 | A00864 | 378 | CC_lon | -70.7715
CP01CNSM-RID27-04-DOSTAD000 | OL000222 | CP01CNSM-00005 | 5 | A00864 | 378 | CC_csv | [2.827483E-03, 1.207775E-04, 2.398185E-06, 2.293742E+02, -3.253443E-01, -5.746934E+01, 4.563107E+00]
CP01CNSM-RID27-04-DOSTAD000 | OL000222 | CP01CNSM-00005 | 5 | A00864 | 378 | CC_conc_coef | [0.0, 1.0]
CP01CNSM-MFD37-04-DOSTAD000 | OL000222 | CP01CNSM-00005 | 5 | A00894 | 388 | CC_lat | 40.1398
CP01CNSM-MFD37-04-DOSTAD000 | OL000222 | CP01CNSM-00005 | 5 | A00894 | 388 | CC_lon | -70.7715
CP01CNSM-MFD37-04-DOSTAD000 | OL000222 | CP01CNSM-00005 | 5 | A00894 | 388 | CC_csv | [2.819289E-03, 1.202148E-04, 2.426978E-06, 2.299308E+02, -3.178615E-01, -5.846295E+01, 4.545278E+00]
CP01CNSM-MFD37-04-DOSTAD000 | OL000222 | CP01CNSM-00005 | 5 | A00894 | 388 | CC_conc_coef | [0.0, 1.0]
CP01CNSM-RID26-07-NUTNRB000 | OL000222 | CP01CNSM-00005 | 5 | A00384 | 261 | CC_lower_wavelength_limit_for_spectra_fit | 217 | Constant
CP01CNSM-RID26-07-NUTNRB000 | OL000222 | CP01CNSM-00005 | 5 | A00384 | 261 | CC_upper_wavelength_limit_for_spectra_fit | 240 | Constant
CP01CNSM-RID26-07-NUTNRB000 | OL000222 | CP01CNSM-00005 | 5 | A00384 | 261 | CC_cal_temp | 19.96
CP01CNSM-RID26-07-NUTNRB000 | OL000222 | CP01CNSM-00005 | 5 | A00384 | 261 | CC_wl | [188.91, 189.71, 190.5, 191.3, 192.1, 192.9, 193.7, 194.5, 195.3, 196.1, 196.9, 197.7, 198.5, 199.3, 200.1, 200.9, 201.7, 202.5, 203.3, 204.1, 204.9, 205.7, 206.5, 207.3, 208.11, 208.91, 209.71, 210.51, 211.31, 212.11, 212.92, 213.72, 214.52, 215.32, 216.13, 216.93, 217.73, 218.54, 219.34, 220.14, 220.94, 221.75, 222.55, 223.36, 224.16, 224.96, 225.77, 226.57, 227.37, 228.18, 228.98, 229.79, 230.59, 231.4, 232.2, 233, 233.81, 234.61, 235.42, 236.22, 237.03, 237.83, 238.64, 239.44, 240.25, 241.05, 241.86, 242.66, 243.47, 244.27, 245.08, 245.88, 246.69, 247.49, 248.3, 249.11, 249.91, 250.72, 251.52, 252.33, 253.13, 253.94, 254.75, 255.55, 256.36, 257.16, 257.97, 258.77, 259.58, 260.39, 261.19, 262, 262.8, 263.61, 264.41, 265.22, 266.03, 266.83, 267.64, 268.44, 269.25, 270.06, 270.86, 271.67, 272.47, 273.28, 274.08, 274.89, 275.69, 276.5, 277.31, 278.11, 278.92, 279.72, 280.53, 281.33, 282.14, 282.94, 283.75, 284.55, 285.36, 286.16, 286.97, 287.77, 288.58, 289.38, 290.19, 290.99, 291.8, 292.6, 293.41, 294.21, 295.02, 295.82, 296.63, 297.43, 298.23, 299.04, 299.84, 300.65, 301.45, 302.25, 303.06, 303.86, 304.66, 305.47, 306.27, 307.07, 307.88, 308.68, 309.48, 310.29, 311.09, 311.89, 312.69, 313.5, 314.3, 315.1, 315.9, 316.7, 317.51, 318.31, 319.11, 319.91, 320.71, 321.51, 322.31, 323.11, 323.91, 324.72, 325.52, 326.32, 327.12, 327.92, 328.72, 329.52, 330.32, 331.12, 331.91, 332.71, 333.51, 334.31, 335.11, 335.91, 336.71, 337.5, 338.3, 339.1, 339.9, 340.7, 341.49, 342.29, 343.09, 343.88, 344.68, 345.48, 346.27, 347.07, 347.86, 348.66, 349.46, 350.25, 351.05, 351.84, 352.64, 353.43, 354.22, 355.02, 355.81, 356.61, 357.4, 358.19, 358.99, 359.78, 360.57, 361.36, 362.16, 362.95, 363.74, 364.53, 365.32, 366.11, 366.9, 367.69, 368.48, 369.27, 370.06, 370.85, 371.64, 372.43, 373.22, 374.01, 374.8, 375.59, 376.37, 377.16, 377.95, 378.74, 379.52, 380.31, 381.1, 381.88, 382.67, 383.45, 384.24, 385.02, 385.81, 386.59, 387.38, 388.16, 388.94, 389.73, 390.51, 391.29, 392.07, 392.86]
CP01CNSM-RID26-07-NUTNRB000 | OL000222 | CP01CNSM-00005 | 5 | A00384 | 261 | CC_eno3 | [0.00024145, 0.00936145, -0.00324355, -0.00098442, 0.00132121, 0.00464625, 0.00225402, -0.00302103, 0.00224731, 0.004406, 0.00468833, 0.00534426, 0.00170359, 0.0014783, 0.00362785, 0.0029923, -0.00054116, 0.00317277, 0.00158481, 0.00088187, 0.00100159, 0.00099802, 0.00179296, 0.00292749, 0.00455751, 0.00503829, 0.00578469, 0.00642368, 0.00633951, 0.00644274, 0.00612568, 0.00588207, 0.00555971, 0.00527499, 0.00494175, 0.00463794, 0.00427919, 0.003946, 0.00362376, 0.00331099, 0.00300246, 0.00272215, 0.00245473, 0.00219728, 0.00196432, 0.00174156, 0.00152853, 0.00133229, 0.00116348, 0.00099967, 0.00085693, 0.00073645, 0.00061282, 0.00050804, 0.00043464, 0.00035976, 0.00028862, 0.00023743, 0.00019202, 0.00014792, 0.00011495, 0.00008974, 0.00006437, 0.00005004, 0.00003289, 0.00002959, 0.0000152, 0.00000113, -0.00000485, -0.00000336, -0.0000109, -0.00001073, -0.00001237, -0.0000174, -0.00001465, -0.00001365, -0.00001404, -0.00000989, -0.00000987, -0.00000993, -0.00001132, 0.00000102, 0.00000672, -0.00000031, 0.00000413, 0.00000311, 0.00000942, 0.00001874, 0.00002131, 0.00001051, 0.00002148, 0.00001692, 0.00002483, 0.00002144, 0.00003847, 0.00003029, 0.00003474, 0.00003894, 0.0000425, 0.00004491, 0.00004731, 0.00004546, 0.00004985, 0.00005558, 0.00006076, 0.00006861, 0.00007849, 0.00006637, 0.00008078, 0.0000863, 0.00007908, 0.00008967, 0.00008377, 0.00008869, 0.0000989, 0.00010384, 0.00009474, 0.00010554, 0.00010893, 0.00011275, 0.00012322, 0.00012131, 0.00012668, 0.00012834, 0.00013886, 0.0001286, 0.00013896, 0.00014919, 0.00015133, 0.00015258, 0.00015443, 0.00015066, 0.00015902, 0.00017069, 0.00016105, 0.0001775, 0.00017091, 0.00018064, 0.00017226, 0.0001801, 0.00019485, 0.00018852, 0.00020359, 0.00018908, 0.00018979, 0.00020779, 0.00020568, 0.00021675, 0.00021579, 0.00022082, 0.00022831, 0.00022573, 0.00022775, 0.00023143, 0.00022784, 0.00023108, 0.00024961, 0.0002386, 0.0002484, 0.00025127, 0.00025673, 0.00025166, 0.00026634, 0.00026919, 0.00026822, 0.0002649, 0.0002699, 0.00026343, 0.00027167, 0.00027002, 0.00027707, 0.00027767, 0.00028129, 0.0002783, 0.00028964, 0.00030668, 0.00029314, 0.0002959, 0.00031061, 0.00030758, 0.00031022, 0.00032625, 0.00031653, 0.00030916, 0.0003149, 0.00032064, 0.00033309, 0.00033242, 0.00033086, 0.00033831, 0.00034352, 0.00034095, 0.00034858, 0.00035059, 0.00036069, 0.00035363, 0.00037695, 0.0003597, 0.00036222, 0.00038244, 0.00037318, 0.00036297, 0.00038577, 0.00036954, 0.00038215, 0.00039467, 0.00040462, 0.00037918, 0.00040505, 0.0004066, 0.00038305, 0.00041207, 0.00040779, 0.00040767, 0.00042815, 0.00043622, 0.00042798, 0.00043202, 0.00044668, 0.00043275, 0.00043763, 0.00044578, 0.00044908, 0.0004541, 0.00045927, 0.00044535, 0.00046921, 0.00046355, 0.00045675, 0.00046381, 0.00048169, 0.00046909, 0.00046161, 0.00047152, 0.00048342, 0.00047745, 0.00050879, 0.00048434, 0.00050656, 0.00049235, 0.00047757, 0.00048814, 0.00050651, 0.00049822, 0.00050835, 0.00051188, 0.0005097, 0.00052472, 0.0005448, 0.00053184, 0.00053657, 0.00055098, 0.00052147, 0.00053117, 0.00055083, 0.00055408]
CP01CNSM-RID26-07-NUTNRB000 | OL000222 | CP01CNSM-00005 | 5 | A00384 | 261 | CC_eswa | [0.00608019, 0.00694879, 0.01032844, 0.01103848, 0.00883131, 0.00768515, 0.006435, 0.01031279, 0.00571382, 0.00639752, 0.00856127, 0.01512532, 0.02530059, 0.0374487, 0.04443581, 0.05041092, 0.05837959, 0.05984594, 0.06365204, 0.06408336, 0.06436061, 0.06450362, 0.0623107, 0.05910938, 0.05400524, 0.04806983, 0.04168688, 0.03511294, 0.02943071, 0.02429708, 0.01986084, 0.0160776, 0.01296097, 0.01034038, 0.00821322, 0.00648684, 0.00510111, 0.00400427, 0.00313265, 0.00244748, 0.00191432, 0.00150275, 0.00116653, 0.00091686, 0.00071587, 0.00056378, 0.0004457, 0.00035985, 0.00027881, 0.00023499, 0.00018582, 0.00014234, 0.00012334, 0.00010771, 0.00008456, 0.00007104, 0.00005955, 0.0000465, 0.00004164, 0.00002842, 0.00002961, 0.00002521, 0.00001361, 0.00001156, 0.00001207, 0.00000717, 0.00000167, 0.00001021, 0.00000341, -0.00000495, -0.00000609, -0.00001082, -0.00000958, -0.00000637, -0.00000855, -0.00000413, -0.00000423, -0.00000079, -0.00000138, 0.00000229, 0.00000678, -0.00000008, -0.0000033, 0.00000443, 0.00000018, 0.0000114, -0.00000095, -0.00000101, 0.00000259, 0.00001442, 0.00001775, 0.00002866, 0.00001603, 0.00000589, 0.0000199, 0.00001603, 0.00003294, 0.00003409, 0.00001543, 0.00002589, 0.00003858, 0.00003602, 0.00004068, 0.00005067, 0.00004701, 0.0000526, 0.00004834, 0.00005842, 0.00005367, 0.00006351, 0.00006637, 0.0000706, 0.0000759, 0.00007694, 0.00007696, 0.00007727, 0.00008932, 0.00008529, 0.00009858, 0.00009722, 0.00010806, 0.00010304, 0.00011147, 0.00012102, 0.00011563, 0.00013238, 0.00013615, 0.00012807, 0.00013916, 0.00014477, 0.00014889, 0.00013592, 0.00015441, 0.00015732, 0.0001609, 0.00016034, 0.00016119, 0.00016725, 0.00018551, 0.00018495, 0.00018221, 0.0001988, 0.00019065, 0.00020834, 0.00021737, 0.00021523, 0.00021703, 0.00022144, 0.00023047, 0.00023554, 0.00023178, 0.0002456, 0.00024465, 0.00024935, 0.00026283, 0.00026346, 0.00026781, 0.00027734, 0.00027928, 0.00028642, 0.00029293, 0.00029245, 0.00029429, 0.00030728, 0.00031073, 0.00032026, 0.00032173, 0.0003289, 0.00032856, 0.00034212, 0.00033987, 0.00034859, 0.00035751, 0.0003533, 0.0003641, 0.00035755, 0.00038355, 0.00037776, 0.0003895, 0.00039162, 0.00039434, 0.00040532, 0.00039816, 0.0004091, 0.00041853, 0.00042046, 0.00043247, 0.00041807, 0.00042569, 0.00043245, 0.00042577, 0.00044422, 0.00043356, 0.00044384, 0.00045039, 0.00046176, 0.00045189, 0.00048249, 0.00047239, 0.0004534, 0.00048118, 0.00050411, 0.00049367, 0.00051166, 0.00050312, 0.00050332, 0.00051914, 0.00052528, 0.00052636, 0.00054213, 0.00056168, 0.00055211, 0.00056482, 0.00055262, 0.00055763, 0.0005693, 0.00056785, 0.00056635, 0.00057146, 0.0005889, 0.00059592, 0.00059355, 0.00059972, 0.00059083, 0.00060867, 0.00059886, 0.00064746, 0.00062389, 0.00062663, 0.00062212, 0.00063076, 0.00063531, 0.00066328, 0.00066052, 0.000652, 0.0006686, 0.00066083, 0.00065741, 0.00066396, 0.0006835, 0.00068003, 0.00069189, 0.00068789, 0.00070242, 0.00070441, 0.00073229, 0.00071051, 0.00071872, 0.0007515, 0.00072847, 0.0007632, 0.00075623, 0.0007791, 0.00079187, 0.0007699, 0.00077507]
CP01CNSM-RID26-07-NUTNRB000 | OL000222 | CP01CNSM-00005 | 5 | A00384 | 261 | CC_di | [0.00681202, 0.00763475, 0.01113147, 0.01166684, 0.00915368, 0.00781177, 0.00641464, 0.01008153, 0.00547776, 0.00601471, 0.00789347, 0.01367606, 0.02243434, 0.03256462, 0.03789387, 0.04215867, 0.04787952, 0.04813378, 0.05020583, 0.04956939, 0.04882193, 0.04798499, 0.04545801, 0.04228932, 0.03788181, 0.03306694, 0.02812207, 0.02322959, 0.01909421, 0.015459, 0.01238927, 0.00983548, 0.00777568, 0.00608365, 0.00473764, 0.00366951, 0.00282986, 0.00217793, 0.00167094, 0.00128025, 0.00098201, 0.0007558, 0.00057537, 0.00044338, 0.00033949, 0.0002622, 0.00020323, 0.00016091, 0.00012227, 0.00010103, 0.00007835, 0.00005884, 0.00005, 0.00004281, 0.00003296, 0.00002716, 0.00002232, 0.00001709, 0.00001501, 0.00001004, 0.00001026, 0.00000856, 0.00000454, 0.00000378, 0.00000387, 0.00000225, 0.00000051, 0.00000308, 0.00000101, -0.00000144, -0.00000173, -0.00000302, -0.00000262, -0.00000171, -0.00000225, -0.00000107, -0.00000107, -0.0000002, -0.00000034, 0.00000055, 0.00000159, -0.00000002, -0.00000074, 0.00000098, 0.00000004, 0.00000242, -0.0000002, -0.00000021, 0.00000052, 0.00000283, 0.00000341, 0.0000054, 0.00000296, 0.00000107, 0.00000354, 0.00000279, 0.00000563, 0.00000571, 0.00000253, 0.00000417, 0.00000609, 0.00000558, 0.00000618, 0.00000754, 0.00000686, 0.00000753, 0.00000678, 0.00000804, 0.00000724, 0.0000084, 0.00000861, 0.00000898, 0.00000947, 0.00000941, 0.00000923, 0.00000909, 0.0000103, 0.00000964, 0.00001093, 0.00001057, 0.00001152, 0.00001077, 0.00001143, 0.00001216, 0.0000114, 0.00001279, 0.0000129, 0.0000119, 0.00001268, 0.00001294, 0.00001304, 0.00001168, 0.00001301, 0.00001299, 0.00001303, 0.00001273, 0.00001255, 0.00001277, 0.00001389, 0.00001358, 0.00001312, 0.00001404, 0.0000132, 0.00001414, 0.00001447, 0.00001405, 0.00001389, 0.0000139, 0.00001419, 0.00001422, 0.00001372, 0.00001425, 0.00001392, 0.00001392, 0.00001439, 0.00001414, 0.00001409, 0.00001431, 0.00001414, 0.00001422, 0.00001426, 0.00001396, 0.00001377, 0.0000141, 0.00001399, 0.00001414, 0.00001393, 0.00001396, 0.00001368, 0.00001397, 0.00001361, 0.00001368, 0.00001376, 0.00001334, 0.00001348, 0.00001298, 0.00001366, 0.00001319, 0.00001334, 0.00001316, 0.00001299, 0.00001309, 0.00001262, 0.00001271, 0.00001275, 0.00001257, 0.00001268, 0.00001202, 0.000012, 0.00001196, 0.00001155, 0.00001181, 0.00001131, 0.00001135, 0.0000113, 0.00001136, 0.00001091, 0.00001142, 0.00001097, 0.00001032, 0.00001074, 0.00001104, 0.0000106, 0.00001078, 0.0000104, 0.0000102, 0.00001032, 0.00001024, 0.00001007, 0.00001017, 0.00001033, 0.00000996, 0.00001, 0.00000959, 0.0000095, 0.00000951, 0.0000093, 0.0000091, 0.00000901, 0.0000091, 0.00000904, 0.00000883, 0.00000875, 0.00000846, 0.00000855, 0.00000825, 0.00000875, 0.00000827, 0.00000815, 0.00000793, 0.00000789, 0.00000779, 0.00000798, 0.0000078, 0.00000755, 0.0000076, 0.00000736, 0.00000719, 0.00000712, 0.00000719, 0.00000702, 0.00000701, 0.00000683, 0.00000685, 0.00000673, 0.00000687, 0.00000654, 0.00000649, 0.00000665, 0.00000633, 0.00000651, 0.00000632, 0.00000639, 0.00000637, 0.00000608, 0.000006]
CP01CNSM-RID26-08-SPKIRB000 | OL000222 | CP01CNSM-00005 | 5 | A00858 | 270 | CC_immersion_factor | [1.368, 1.41, 1.365, 1.354, 1.372, 1.322, 1.347]
CP01CNSM-RID26-08-SPKIRB000 | OL000222 | CP01CNSM-00005 | 5 | A00858 | 270 | CC_offset | [2147465832, 2147462265, 2147254458, 2147844344, 2147674806, 2148462991, 2147526399]
CP01CNSM-RID26-08-SPKIRB000 | OL000222 | CP01CNSM-00005 | 5 | A00858 | 270 | CC_scale | [2.24595633148E-07, 1.94405524730E-07, 2.03225184255E-07, 2.15287213290E-07, 2.25448908994E-07, 2.15904421273E-07, 2.20932274674E-07]
CP01CNSM-MFD35-01-ADCPTF000 | OL000222 | CP01CNSM-00005 | 5 | A01220 | 22672 | CC_depth | 134 | in meters
CP01CNSM-MFD35-01-ADCPTF000 | OL000222 | CP01CNSM-00005 | 5 | A01220 | 22672 | CC_lat | 40.1398
CP01CNSM-MFD35-01-ADCPTF000 | OL000222 | CP01CNSM-00005 | 5 | A01220 | 22672 | CC_lon | -70.7715
CP01CNSM-MFD35-01-ADCPTF000 | OL000222 | CP01CNSM-00005 | 5 | A01220 | 22672 | CC_scale_factor1 | 0.45
CP01CNSM-MFD35-01-ADCPTF000 | OL000222 | CP01CNSM-00005 | 5 | A01220 | 22672 | CC_scale_factor2 | 0.45
CP01CNSM-MFD35-01-ADCPTF000 | OL000222 | CP01CNSM-00005 | 5 | A01220 | 22672 | CC_scale_factor3 | 0.45
CP01CNSM-MFD35-01-ADCPTF000 | OL000222 | CP01CNSM-00005 | 5 | A01220 | 22672 | CC_scale_factor4 | 0.45
CP01CNSM-MFD35-02-PRESFB000 | OL000222 | CP01CNSM-00005 | 5 | A01141 | 26-1392 | CC_c1 | 2064.659
CP01CNSM-MFD35-02-PRESFB000 | OL000222 | CP01CNSM-00005 | 5 | A01141 | 26-1392 | CC_c2 | 14.1636
CP01CNSM-MFD35-02-PRESFB000 | OL000222 | CP01CNSM-00005 | 5 | A01141 | 26-1392 | CC_c3 | -3193.857
CP01CNSM-MFD35-02-PRESFB000 | OL000222 | CP01CNSM-00005 | 5 | A01141 | 26-1392 | CC_d1 | 0.011655
CP01CNSM-MFD35-02-PRESFB000 | OL000222 | CP01CNSM-00005 | 5 | A01141 | 26-1392 | CC_d2 | 0
CP01CNSM-MFD35-02-PRESFB000 | OL000222 | CP01CNSM-00005 | 5 | A01141 | 26-1392 | CC_offset_correction_factor | 0 | Constant
CP01CNSM-MFD35-02-PRESFB000 | OL000222 | CP01CNSM-00005 | 5 | A01141 | 26-1392 | CC_pressure_offset_calibration_coefficient | -0.2472
CP01CNSM-MFD35-02-PRESFB000 | OL000222 | CP01CNSM-00005 | 5 | A01141 | 26-1392 | CC_slope_correction_factor | 1 | Constant
CP01CNSM-MFD35-02-PRESFB000 | OL000222 | CP01CNSM-00005 | 5 | A01141 | 26-1392 | CC_t1 | 27.6105
CP01CNSM-MFD35-02-PRESFB000 | OL000222 | CP01CNSM-00005 | 5 | A01141 | 26-1392 | CC_t2 | 0.23627
CP01CNSM-MFD35-02-PRESFB000 | OL000222 | CP01CNSM-00005 | 5 | A01141 | 26-1392 | CC_t3 | 16.6939
CP01CNSM-MFD35-02-PRESFB000 | OL000222 | CP01CNSM-00005 | 5 | A01141 | 26-1392 | CC_t4 | 32.3037
CP01CNSM-MFD35-02-PRESFB000 | OL000222 | CP01CNSM-00005 | 5 | A01141 | 26-1392 | CC_u0 | 5.8436
CP01CNSM-MFD35-02-PRESFB000 | OL000222 | CP01CNSM-00005 | 5 | A01141 | 26-1392 | CC_y1 | -3952.915
CP01CNSM-MFD35-02-PRESFB000 | OL000222 | CP01CNSM-00005 | 5 | A01141 | 26-1392 | CC_y2 | -10377.22
CP01CNSM-MFD35-02-PRESFB000 | OL000222 | CP01CNSM-00005 | 5 | A01141 | 26-1392 | CC_y3 | 0
CP01CNSM-MFD35-02-PRESFB000 | OL000222 | CP01CNSM-00005 | 5 | A01141 | 26-1392 | CC_b | 2796.2
CP01CNSM-MFD35-02-PRESFB000 | OL000222 | CP01CNSM-00005 | 5 | A01141 | 26-1392 | CC_m | 41943
CP01CNSM-MFD35-05-PCO2WB000 | OL000222 | CP01CNSM-00005 | 5 | A00063 | C0051 | CC_cala | 0.0389
CP01CNSM-MFD35-05-PCO2WB000 | OL000222 | CP01CNSM-00005 | 5 | A00063 | C0051 | CC_calb | 0.6093
CP01CNSM-MFD35-05-PCO2WB000 | OL000222 | CP01CNSM-00005 | 5 | A00063 | C0051 | CC_calc | -1.4564
CP01CNSM-MFD35-05-PCO2WB000 | OL000222 | CP01CNSM-00005 | 5 | A00063 | C0051 | CC_calt | 14.3936
CP01CNSM-MFD35-05-PCO2WB000 | OL000222 | CP01CNSM-00005 | 5 | A00063 | C0051 | CC_ea434 | 19706
CP01CNSM-MFD35-05-PCO2WB000 | OL000222 | CP01CNSM-00005 | 5 | A00063 | C0051 | CC_ea620 | 34
CP01CNSM-MFD35-05-PCO2WB000 | OL000222 | CP01CNSM-00005 | 5 | A00063 | C0051 | CC_eb434 | 3073
CP01CNSM-MFD35-05-PCO2WB000 | OL000222 | CP01CNSM-00005 | 5 | A00063 | C0051 | CC_eb620 | 44327
CP01CNSM-MFD37-07-ZPLSCC000 | OL000222 | CP01CNSM-00005 | 5 | A01107 | 55074
[8 empty] | CP01CNSM-SBC11-00-PWRSYS000 | OL000222 | CP01CNSM-00005 | 5 | N/A | Fuel Cell Eng. No Calibration Coefficient. The serial number used here is bogus, pending identification of the real serial number.
CP01CNSM-SBC11-00-CPMENG000 | OL000222 | CP01CNSM-00005 | 5 | OL000228 | CP01CNSM-00005-CPM11
CP01CNSM-RIC21-00-CPMENG000 | OL000222 | CP01CNSM-00005 | 5 | OL000229 | CP01CNSM-00005-CPM21
CP01CNSM-MFC31-00-CPMENG000 | OL000222 | CP01CNSM-00005 | 5 | OL000230 | CP01CNSM-00005-CPM31
CP01CNSM-SBD11-00-DCLENG000 | OL000222 | CP01CNSM-00005 | 5 | OL000231 | CP01CNSM-00005-DCL11
CP01CNSM-SBD12-00-DCLENG000 | OL000222 | CP01CNSM-00005 | 5 | OL000232 | CP01CNSM-00005-DCL12
CP01CNSM-RID26-00-DCLENG000 | OL000222 | CP01CNSM-00005 | 5 | OL000233 | 0006
CP01CNSM-RID27-00-DCLENG000 | OL000222 | CP01CNSM-00005 | 5 | OL000234 | 0007
CP01CNSM-MFD35-00-DCLENG000 | OL000222 | CP01CNSM-00005 | 5 | OL000235 | 0008
CP01CNSM-MFD37-00-DCLENG000 | OL000222 | CP01CNSM-00005 | 5 | OL000236 | 0007

## 129_CC_taarray
-0.090953 | -0.093115 | -0.092166 | -0.088711 | -0.084722 | -0.08115 | -0.077252 | -0.073383 | -0.067757 | -0.063907 | -0.059391 | -0.054128 | -0.050448 | -0.045742 | -0.039796 | -0.034538 | -0.028644 | -0.023933 | -0.018497 | -0.013977 | -0.009827 | -0.004595 | 0 | 0.003711 | 0.009724 | 0.01363 | 0.019698 | 0.024696 | 0.030077 | 0.035897 | 0.04191 | 0.04889
-0.080913 | -0.082171 | -0.081115 | -0.077856 | -0.0744 | -0.071539 | -0.067444 | -0.063957 | -0.058887 | -0.055299 | -0.051704 | -0.047499 | -0.04341 | -0.039409 | -0.034242 | -0.029542 | -0.025589 | -0.020847 | -0.015537 | -0.012247 | -0.007948 | -0.004068 | 0 | 0.003575 | 0.008516 | 0.012231 | 0.017308 | 0.022086 | 0.025833 | 0.030825 | 0.035985 | 0.041683
-0.072831 | -0.073818 | -0.072353 | -0.069296 | -0.066024 | -0.063187 | -0.059881 | -0.057092 | -0.052426 | -0.04938 | -0.046099 | -0.041878 | -0.038136 | -0.034497 | -0.029969 | -0.025715 | -0.021502 | -0.017398 | -0.013591 | -0.01018 | -0.00641 | -0.003598 | 0 | 0.002492 | 0.00699 | 0.010074 | 0.014148 | 0.01757 | 0.020437 | 0.024787 | 0.028435 | 0.03316
-0.064701 | -0.065474 | -0.064185 | -0.061625 | -0.05865 | -0.056268 | -0.053006 | -0.049988 | -0.045896 | -0.042897 | -0.039875 | -0.036075 | -0.032926 | -0.030221 | -0.025659 | -0.022241 | -0.018458 | -0.014654 | -0.011203 | -0.008309 | -0.005097 | -0.002677 | 0 | 0.002694 | 0.006561 | 0.008224 | 0.011815 | 0.014675 | 0.017045 | 0.0204 | 0.023519 | 0.026872
-0.057866 | -0.058456 | -0.057302 | -0.054762 | -0.052269 | -0.049745 | -0.046527 | -0.044374 | -0.040987 | -0.038243 | -0.035646 | -0.032462 | -0.029608 | -0.026788 | -0.022951 | -0.019986 | -0.016473 | -0.01316 | -0.010224 | -0.007317 | -0.004979 | -0.002422 | 0 | 0.001988 | 0.005001 | 0.0076 | 0.010402 | 0.012674 | 0.01451 | 0.017126 | 0.019568 | 0.022454
-0.054803 | -0.055093 | -0.053646 | -0.051115 | -0.048626 | -0.046423 | -0.043635 | -0.041343 | -0.038263 | -0.036005 | -0.033046 | -0.030497 | -0.027521 | -0.024545 | -0.020989 | -0.018356 | -0.015496 | -0.012573 | -0.009657 | -0.007066 | -0.004862 | -0.00226 | 0 | 0.001847 | 0.004512 | 0.006475 | 0.009014 | 0.011061 | 0.012727 | 0.014874 | 0.017293 | 0.020047
-0.050136 | -0.050433 | -0.049242 | -0.0465 | -0.044262 | -0.04247 | -0.039903 | -0.037765 | -0.034947 | -0.032812 | -0.030392 | -0.027621 | -0.025013 | -0.022255 | -0.019164 | -0.016901 | -0.014216 | -0.011293 | -0.008584 | -0.006331 | -0.003904 | -0.001925 | 0 | 0.001419 | 0.004205 | 0.006086 | 0.008084 | 0.010028 | 0.011693 | 0.013688 | 0.015773 | 0.017896
-0.04727 | -0.047507 | -0.04625 | -0.043944 | -0.041872 | -0.039946 | -0.037755 | -0.035517 | -0.032959 | -0.031163 | -0.028675 | -0.026249 | -0.023554 | -0.021303 | -0.018036 | -0.015827 | -0.013168 | -0.01054 | -0.007977 | -0.005899 | -0.003734 | -0.001927 | 0 | 0.001526 | 0.003931 | 0.005619 | 0.007846 | 0.009389 | 0.010713 | 0.012618 | 0.014396 | 0.016525
-0.043807 | -0.044059 | -0.04295 | -0.041036 | -0.039023 | -0.037298 | -0.035126 | -0.033068 | -0.030856 | -0.029136 | -0.026721 | -0.024589 | -0.022178 | -0.019971 | -0.01719 | -0.015233 | -0.012418 | -0.009958 | -0.007708 | -0.005426 | -0.003516 | -0.00159 | 0 | 0.001421 | 0.003882 | 0.005393 | 0.007383 | 0.008861 | 0.010215 | 0.01182 | 0.01357 | 0.015278
-0.042373 | -0.042348 | -0.040955 | -0.039031 | -0.037155 | -0.035453 | -0.033493 | -0.031512 | -0.029343 | -0.027566 | -0.025399 | -0.023349 | -0.020897 | -0.018899 | -0.016157 | -0.014186 | -0.011824 | -0.009241 | -0.007194 | -0.005255 | -0.003292 | -0.001738 | 0 | 0.00146 | 0.003668 | 0.004969 | 0.006671 | 0.00819 | 0.009602 | 0.01108 | 0.012678 | 0.014226
-0.039827 | -0.039903 | -0.03869 | -0.036957 | -0.035374 | -0.033794 | -0.031976 | -0.030075 | -0.027939 | -0.026169 | -0.023964 | -0.022069 | -0.020029 | -0.017826 | -0.0154 | -0.013455 | -0.011101 | -0.008826 | -0.006781 | -0.004943 | -0.003134 | -0.001491 | 0 | 0.001519 | 0.003317 | 0.004988 | 0.006493 | 0.007963 | 0.009049 | 0.010507 | 0.012019 | 0.01344
-0.038206 | -0.038156 | -0.036972 | -0.035278 | -0.033684 | -0.032186 | -0.030262 | -0.028648 | -0.026691 | -0.024943 | -0.023046 | -0.021031 | -0.018869 | -0.017031 | -0.014638 | -0.012818 | -0.010499 | -0.008388 | -0.006435 | -0.004612 | -0.003076 | -0.001375 | 0 | 0.001232 | 0.003181 | 0.004689 | 0.006301 | 0.007604 | 0.008677 | 0.009966 | 0.011294 | 0.012771
-0.035992 | -0.035985 | -0.034803 | -0.033209 | -0.031721 | -0.030251 | -0.028593 | -0.027125 | -0.025164 | -0.023539 | -0.021776 | -0.019681 | -0.017892 | -0.016101 | -0.01386 | -0.011985 | -0.010018 | -0.008008 | -0.006092 | -0.004486 | -0.002814 | -0.001274 | 0 | 0.001369 | 0.003205 | 0.00439 | 0.005784 | 0.007208 | 0.008184 | 0.009492 | 0.010724 | 0.011983
-0.03472 | -0.034684 | -0.033575 | -0.03205 | -0.030638 | -0.029227 | -0.027585 | -0.026193 | -0.024393 | -0.02275 | -0.021091 | -0.019237 | -0.017259 | -0.01553 | -0.013375 | -0.011627 | -0.009659 | -0.007821 | -0.005919 | -0.00424 | -0.002746 | -0.00129 | 0 | 0.001145 | 0.00287 | 0.004031 | 0.00559 | 0.006783 | 0.007791 | 0.008919 | 0.010024 | 0.011246
-0.033441 | -0.033372 | -0.032256 | -0.030768 | -0.029332 | -0.028027 | -0.026532 | -0.025112 | -0.023404 | -0.021884 | -0.020219 | -0.018389 | -0.016539 | -0.014946 | -0.012728 | -0.011075 | -0.009293 | -0.007395 | -0.005601 | -0.004125 | -0.002687 | -0.001206 | 0 | 0.0012 | 0.00288 | 0.003934 | 0.005249 | 0.006489 | 0.007431 | 0.008531 | 0.00951 | 0.010725
-0.03203 | -0.031908 | -0.030838 | -0.029463 | -0.028095 | -0.02681 | -0.025473 | -0.024112 | -0.022464 | -0.020945 | -0.019451 | -0.017635 | -0.015948 | -0.014268 | -0.012218 | -0.010614 | -0.008893 | -0.007081 | -0.005381 | -0.003904 | -0.002461 | -0.001154 | 0 | 0.001197 | 0.002687 | 0.003902 | 0.005058 | 0.00616 | 0.007089 | 0.008112 | 0.008997 | 0.010084
-0.030896 | -0.030785 | -0.02976 | -0.02845 | -0.027119 | -0.025828 | -0.024444 | -0.023309 | -0.021683 | -0.02026 | -0.01874 | -0.017105 | -0.015407 | -0.013848 | -0.011842 | -0.010284 | -0.008662 | -0.006816 | -0.005142 | -0.003798 | -0.0024 | -0.001138 | 0 | 0.001169 | 0.00252 | 0.003624 | 0.004775 | 0.005838 | 0.006706 | 0.00767 | 0.008617 | 0.009602
-0.029741 | -0.029554 | -0.028505 | -0.027276 | -0.025992 | -0.024707 | -0.023491 | -0.022325 | -0.020793 | -0.019449 | -0.01801 | -0.016406 | -0.014804 | -0.013231 | -0.011329 | -0.009834 | -0.008205 | -0.006521 | -0.004949 | -0.003654 | -0.002318 | -0.001033 | 0 | 0.001098 | 0.002391 | 0.003548 | 0.00459 | 0.005579 | 0.006423 | 0.007346 | 0.008158 | 0.00906
-0.028746 | -0.02859 | -0.027591 | -0.026417 | -0.025181 | -0.023945 | -0.02274 | -0.021612 | -0.020131 | -0.018826 | -0.017397 | -0.015931 | -0.01433 | -0.012746 | -0.010982 | -0.009514 | -0.007908 | -0.006302 | -0.004784 | -0.003517 | -0.002223 | -0.001 | 0 | 0.001069 | 0.002338 | 0.003324 | 0.004384 | 0.005361 | 0.006097 | 0.006911 | 0.007765 | 0.008571
-0.027625 | -0.027472 | -0.026519 | -0.025355 | -0.024188 | -0.022959 | -0.021832 | -0.020763 | -0.019396 | -0.018163 | -0.016772 | -0.01537 | -0.013809 | -0.012313 | -0.010518 | -0.009129 | -0.007611 | -0.005959 | -0.004516 | -0.003346 | -0.00219 | -0.000871 | 0 | 0.001054 | 0.002213 | 0.003182 | 0.004179 | 0.005151 | 0.005885 | 0.006635 | 0.007385 | 0.008142
-0.026489 | -0.026314 | -0.025398 | -0.024292 | -0.023112 | -0.021986 | -0.020918 | -0.019922 | -0.018579 | -0.017468 | -0.016108 | -0.014745 | -0.013263 | -0.011711 | -0.010179 | -0.008802 | -0.007375 | -0.005776 | -0.004425 | -0.003264 | -0.002048 | -0.00089 | 0 | 0.000917 | 0.002106 | 0.003017 | 0.003952 | 0.004896 | 0.005567 | 0.006296 | 0.007012 | 0.007759
-0.025563 | -0.025396 | -0.024497 | -0.023497 | -0.022366 | -0.021296 | -0.020257 | -0.019277 | -0.017987 | -0.016819 | -0.015565 | -0.014244 | -0.012772 | -0.011382 | -0.00983 | -0.008421 | -0.007017 | -0.005616 | -0.004255 | -0.003116 | -0.001986 | -0.000828 | 0 | 0.000948 | 0.002045 | 0.002927 | 0.003842 | 0.004642 | 0.005386 | 0.006001 | 0.006645 | 0.007338
-0.024518 | -0.024349 | -0.023477 | -0.022504 | -0.021389 | -0.020367 | -0.019408 | -0.01851 | -0.017284 | -0.01613 | -0.014956 | -0.013701 | -0.012232 | -0.010914 | -0.009421 | -0.008075 | -0.006687 | -0.005306 | -0.004042 | -0.003007 | -0.001876 | -0.000821 | 0 | 0.000911 | 0.001942 | 0.002808 | 0.003703 | 0.00453 | 0.005103 | 0.005719 | 0.006366 | 0.006995
-0.023657 | -0.02351 | -0.022693 | -0.021766 | -0.020704 | -0.019716 | -0.018786 | -0.017973 | -0.016697 | -0.015661 | -0.014477 | -0.01324 | -0.011921 | -0.010618 | -0.009151 | -0.007819 | -0.006549 | -0.005156 | -0.003876 | -0.002897 | -0.00187 | -0.000832 | 0 | 0.000858 | 0.001903 | 0.002649 | 0.003476 | 0.004282 | 0.004838 | 0.005417 | 0.005987 | 0.006558
-0.022834 | -0.02267 | -0.021903 | -0.021011 | -0.019986 | -0.019006 | -0.018129 | -0.017322 | -0.016151 | -0.015073 | -0.014054 | -0.012822 | -0.011536 | -0.010235 | -0.008841 | -0.007498 | -0.006298 | -0.005004 | -0.003797 | -0.002805 | -0.001766 | -0.000779 | 0 | 0.000819 | 0.001813 | 0.002594 | 0.003313 | 0.004074 | 0.004656 | 0.005149 | 0.005721 | 0.00627
-0.021757 | -0.021629 | -0.020879 | -0.02003 | -0.019098 | -0.01819 | -0.017343 | -0.016588 | -0.0155 | -0.014497 | -0.013492 | -0.012296 | -0.0111 | -0.009813 | -0.008469 | -0.007225 | -0.006083 | -0.004846 | -0.003602 | -0.00267 | -0.001748 | -0.000757 | 0 | 0.000763 | 0.001693 | 0.002458 | 0.003186 | 0.003881 | 0.004365 | 0.004895 | 0.005423 | 0.005921
-0.020958 | -0.020847 | -0.020132 | -0.019353 | -0.018411 | -0.01752 | -0.016738 | -0.015989 | -0.014924 | -0.013927 | -0.012954 | -0.011841 | -0.010699 | -0.009495 | -0.008142 | -0.006965 | -0.005856 | -0.004654 | -0.003503 | -0.002567 | -0.001621 | -0.000719 | 0 | 0.00076 | 0.001672 | 0.002326 | 0.003038 | 0.003687 | 0.00425 | 0.004707 | 0.005139 | 0.00562
-0.020179 | -0.020077 | -0.019412 | -0.018642 | -0.01776 | -0.016883 | -0.016154 | -0.015471 | -0.014381 | -0.013486 | -0.012549 | -0.011479 | -0.010366 | -0.009154 | -0.007856 | -0.006699 | -0.005644 | -0.004482 | -0.003389 | -0.00246 | -0.001567 | -0.000689 | 0 | 0.000773 | 0.001581 | 0.00232 | 0.002988 | 0.003574 | 0.004062 | 0.00451 | 0.004961 | 0.005383
-0.019153 | -0.019081 | -0.018443 | -0.017744 | -0.016902 | -0.016093 | -0.015416 | -0.014751 | -0.01378 | -0.012923 | -0.012022 | -0.011044 | -0.00992 | -0.008767 | -0.007503 | -0.00642 | -0.005398 | -0.004309 | -0.003224 | -0.002333 | -0.001474 | -0.000638 | 0 | 0.000763 | 0.001587 | 0.002207 | 0.00286 | 0.003445 | 0.00391 | 0.004314 | 0.004716 | 0.005077
-0.018321 | -0.018231 | -0.017634 | -0.016989 | -0.016168 | -0.015411 | -0.014782 | -0.014145 | -0.013216 | -0.012431 | -0.011503 | -0.010604 | -0.009547 | -0.00844 | -0.007217 | -0.006203 | -0.005242 | -0.004122 | -0.003101 | -0.002269 | -0.001406 | -0.00061 | 0 | 0.000689 | 0.001437 | 0.002132 | 0.002661 | 0.003235 | 0.003626 | 0.004026 | 0.004412 | 0.004778
-0.017819 | -0.01774 | -0.017165 | -0.016515 | -0.015716 | -0.01498 | -0.014372 | -0.013739 | -0.012856 | -0.012071 | -0.011225 | -0.01034 | -0.009295 | -0.008183 | -0.007049 | -0.006013 | -0.005087 | -0.00402 | -0.003046 | -0.002173 | -0.001382 | -0.000623 | 0 | 0.000653 | 0.001411 | 0.002045 | 0.002554 | 0.003111 | 0.00356 | 0.003935 | 0.00425 | 0.004592
-0.017327 | -0.017237 | -0.016658 | -0.016039 | -0.015278 | -0.014572 | -0.013994 | -0.013354 | -0.012522 | -0.011758 | -0.0109 | -0.010049 | -0.009007 | -0.007947 | -0.006867 | -0.005824 | -0.004868 | -0.003904 | -0.002928 | -0.002124 | -0.001327 | -0.000578 | 0 | 0.000682 | 0.001392 | 0.002018 | 0.002537 | 0.00304 | 0.003457 | 0.003779 | 0.004114 | 0.00443
-0.01685 | -0.016775 | -0.016236 | -0.015649 | -0.014882 | -0.014194 | -0.013649 | -0.013007 | -0.012196 | -0.011466 | -0.010613 | -0.009764 | -0.008816 | -0.007795 | -0.006686 | -0.005706 | -0.004804 | -0.003801 | -0.002894 | -0.002081 | -0.001273 | -0.000581 | 0 | 0.000646 | 0.001314 | 0.001959 | 0.002398 | 0.002925 | 0.003308 | 0.003631 | 0.003954 | 0.004217
-0.01643 | -0.016364 | -0.015817 | -0.015229 | -0.014478 | -0.013835 | -0.013276 | -0.012683 | -0.011893 | -0.011163 | -0.010375 | -0.009557 | -0.008614 | -0.007582 | -0.006545 | -0.005536 | -0.004692 | -0.003732 | -0.002856 | -0.002041 | -0.001226 | -0.00057 | 0 | 0.000634 | 0.001306 | 0.0019 | 0.002377 | 0.00283 | 0.003208 | 0.003526 | 0.00384 | 0.00407
-0.016086 | -0.015997 | -0.015445 | -0.014887 | -0.01415 | -0.013505 | -0.012996 | -0.012396 | -0.011619 | -0.010916 | -0.010125 | -0.009294 | -0.008378 | -0.007399 | -0.006391 | -0.005405 | -0.004546 | -0.003652 | -0.002742 | -0.00197 | -0.001206 | -0.000539 | 0 | 0.000624 | 0.001326 | 0.00186 | 0.002366 | 0.00279 | 0.003175 | 0.003461 | 0.003722 | 0.003992
-0.015672 | -0.015575 | -0.015047 | -0.014497 | -0.013776 | -0.013146 | -0.012667 | -0.012105 | -0.011323 | -0.010604 | -0.00987 | -0.009063 | -0.008151 | -0.007233 | -0.006224 | -0.005253 | -0.00445 | -0.003536 | -0.002672 | -0.001898 | -0.001189 | -0.000517 | 0 | 0.000631 | 0.001325 | 0.001816 | 0.002336 | 0.00279 | 0.003133 | 0.003404 | 0.003676 | 0.003902
-0.015379 | -0.015278 | -0.014747 | -0.014174 | -0.013488 | -0.012872 | -0.012411 | -0.011871 | -0.011139 | -0.010429 | -0.00975 | -0.008941 | -0.008052 | -0.007122 | -0.006149 | -0.005219 | -0.004414 | -0.003537 | -0.002684 | -0.001914 | -0.001181 | -0.000591 | 0 | 0.000598 | 0.001254 | 0.001762 | 0.002253 | 0.002667 | 0.002987 | 0.003258 | 0.003539 | 0.003731
-0.015176 | -0.015063 | -0.014479 | -0.013927 | -0.013248 | -0.012654 | -0.012184 | -0.011666 | -0.010923 | -0.010213 | -0.009525 | -0.008762 | -0.007898 | -0.006985 | -0.006016 | -0.005133 | -0.004346 | -0.003433 | -0.00263 | -0.001859 | -0.001173 | -0.000533 | 0 | 0.000576 | 0.001225 | 0.001751 | 0.002237 | 0.002632 | 0.002999 | 0.003231 | 0.003491 | 0.003676
-0.01499 | -0.014823 | -0.014204 | -0.013616 | -0.012946 | -0.012349 | -0.011907 | -0.01137 | -0.010676 | -0.010002 | -0.009298 | -0.008556 | -0.007728 | -0.006816 | -0.005841 | -0.005008 | -0.004255 | -0.003371 | -0.002581 | -0.001832 | -0.001149 | -0.000531 | 0 | 0.00056 | 0.001189 | 0.001745 | 0.00215 | 0.002545 | 0.002907 | 0.003133 | 0.003363 | 0.003557
-0.014889 | -0.014668 | -0.013971 | -0.013364 | -0.01271 | -0.01214 | -0.011702 | -0.01119 | -0.010523 | -0.009844 | -0.009163 | -0.00844 | -0.007584 | -0.006697 | -0.005741 | -0.004914 | -0.004161 | -0.003334 | -0.002524 | -0.001797 | -0.0011 | -0.000501 | 0 | 0.000582 | 0.001228 | 0.001701 | 0.002125 | 0.002537 | 0.002858 | 0.003047 | 0.003319 | 0.003509
-0.015158 | -0.015008 | -0.014384 | -0.013778 | -0.013058 | -0.012432 | -0.011955 | -0.011363 | -0.010639 | -0.009977 | -0.009219 | -0.008489 | -0.007605 | -0.00669 | -0.00572 | -0.00495 | -0.004157 | -0.003333 | -0.002534 | -0.00179 | -0.001111 | -0.000476 | 0 | 0.000558 | 0.001194 | 0.001686 | 0.002119 | 0.002528 | 0.002855 | 0.003072 | 0.003321 | 0.003518
-0.014824 | -0.014677 | -0.014063 | -0.013467 | -0.012776 | -0.012187 | -0.011715 | -0.011178 | -0.010498 | -0.009862 | -0.009112 | -0.008389 | -0.007528 | -0.006628 | -0.005705 | -0.004924 | -0.004153 | -0.00333 | -0.002532 | -0.0018 | -0.001125 | -0.000498 | 0 | 0.000527 | 0.001156 | 0.001686 | 0.002065 | 0.002468 | 0.002787 | 0.003018 | 0.003246 | 0.003431
-0.014681 | -0.014503 | -0.01385 | -0.013265 | -0.012602 | -0.011987 | -0.011531 | -0.010979 | -0.010286 | -0.009626 | -0.008888 | -0.008192 | -0.007366 | -0.006496 | -0.005588 | -0.004793 | -0.00404 | -0.003232 | -0.002466 | -0.00175 | -0.00111 | -0.000478 | 0 | 0.000529 | 0.001092 | 0.00158 | 0.00195 | 0.002363 | 0.002646 | 0.002843 | 0.003078 | 0.003266
-0.014349 | -0.014172 | -0.013568 | -0.013019 | -0.012363 | -0.011749 | -0.011299 | -0.01078 | -0.010111 | -0.009501 | -0.008818 | -0.008107 | -0.007265 | -0.006402 | -0.005487 | -0.004686 | -0.003985 | -0.003182 | -0.00241 | -0.001721 | -0.001065 | -0.000469 | 0 | 0.000539 | 0.001088 | 0.001587 | 0.001955 | 0.00232 | 0.002637 | 0.002827 | 0.003078 | 0.003209
-0.014076 | -0.013894 | -0.013261 | -0.012701 | -0.012048 | -0.011477 | -0.011027 | -0.010509 | -0.009815 | -0.009177 | -0.008499 | -0.007806 | -0.006983 | -0.006196 | -0.005322 | -0.004568 | -0.003851 | -0.00309 | -0.002334 | -0.001676 | -0.000992 | -0.0004 | 0 | 0.000524 | 0.001068 | 0.001564 | 0.001895 | 0.002247 | 0.00253 | 0.002704 | 0.002918 | 0.003068
-0.013774 | -0.013604 | -0.013027 | -0.012483 | -0.011832 | -0.011249 | -0.010819 | -0.010316 | -0.009698 | -0.009069 | -0.008413 | -0.007701 | -0.006915 | -0.006117 | -0.005265 | -0.004508 | -0.003845 | -0.003067 | -0.002329 | -0.00166 | -0.000997 | -0.00045 | 0 | 0.000522 | 0.001092 | 0.001526 | 0.001904 | 0.002201 | 0.002492 | 0.002662 | 0.002849 | 0.002978
-0.01331 | -0.013116 | -0.012509 | -0.011976 | -0.011391 | -0.010825 | -0.010415 | -0.009955 | -0.009334 | -0.008744 | -0.008133 | -0.00746 | -0.006712 | -0.00592 | -0.00507 | -0.004346 | -0.003713 | -0.002959 | -0.002243 | -0.001607 | -0.000955 | -0.000435 | 0 | 0.000458 | 0.001014 | 0.001439 | 0.001778 | 0.002097 | 0.002369 | 0.002539 | 0.002739 | 0.002823
-0.013081 | -0.0129 | -0.012301 | -0.01176 | -0.011131 | -0.010577 | -0.01018 | -0.009732 | -0.009125 | -0.008519 | -0.007926 | -0.007242 | -0.006494 | -0.005783 | -0.004968 | -0.00427 | -0.003652 | -0.002903 | -0.002171 | -0.001564 | -0.000949 | -0.000413 | 0 | 0.000454 | 0.000972 | 0.001387 | 0.001726 | 0.002043 | 0.002303 | 0.002467 | 0.002626 | 0.002734
-0.012728 | -0.012559 | -0.011998 | -0.011508 | -0.010928 | -0.010386 | -0.009994 | -0.009509 | -0.008878 | -0.008295 | -0.007712 | -0.007085 | -0.00636 | -0.005622 | -0.00478 | -0.004129 | -0.003505 | -0.00278 | -0.002104 | -0.001483 | -0.000926 | -0.000419 | 0 | 0.000453 | 0.00097 | 0.001382 | 0.001674 | 0.002012 | 0.002261 | 0.002396 | 0.002566 | 0.002644
-0.012323 | -0.012149 | -0.011586 | -0.011109 | -0.010509 | -0.009988 | -0.009598 | -0.009232 | -0.008643 | -0.008091 | -0.007504 | -0.006872 | -0.006139 | -0.005417 | -0.004636 | -0.004026 | -0.003432 | -0.002726 | -0.002057 | -0.001462 | -0.000903 | -0.000385 | 0 | 0.000475 | 0.000954 | 0.001327 | 0.001661 | 0.001943 | 0.002168 | 0.002315 | 0.00247 | 0.002565
-0.011972 | -0.011803 | -0.011267 | -0.010805 | -0.010259 | -0.009719 | -0.009373 | -0.009008 | -0.008411 | -0.007882 | -0.007348 | -0.006774 | -0.006063 | -0.005308 | -0.004551 | -0.003903 | -0.00331 | -0.002636 | -0.001994 | -0.001433 | -0.000867 | -0.000362 | 0 | 0.000453 | 0.000947 | 0.001307 | 0.001626 | 0.001924 | 0.002179 | 0.00229 | 0.002467 | 0.002532
-0.011763 | -0.011574 | -0.011048 | -0.010582 | -0.010017 | -0.009485 | -0.009155 | -0.00879 | -0.008195 | -0.007692 | -0.007148 | -0.006544 | -0.005852 | -0.005158 | -0.004448 | -0.003818 | -0.003239 | -0.002601 | -0.001962 | -0.001407 | -0.000875 | -0.000363 | 0 | 0.000405 | 0.00088 | 0.001234 | 0.001522 | 0.001873 | 0.002087 | 0.002209 | 0.002359 | 0.002424
-0.011298 | -0.011157 | -0.010714 | -0.010257 | -0.00972 | -0.009202 | -0.008884 | -0.008519 | -0.007949 | -0.007429 | -0.006883 | -0.006352 | -0.005728 | -0.005072 | -0.004358 | -0.003728 | -0.003172 | -0.002518 | -0.001904 | -0.001358 | -0.000836 | -0.000346 | 0 | 0.000404 | 0.00085 | 0.001235 | 0.001518 | 0.001818 | 0.002043 | 0.002147 | 0.002288 | 0.002363
-0.010958 | -0.01082 | -0.010319 | -0.009885 | -0.009338 | -0.008835 | -0.00854 | -0.008205 | -0.007649 | -0.007194 | -0.006698 | -0.006167 | -0.005536 | -0.0049 | -0.004193 | -0.003602 | -0.003088 | -0.002457 | -0.001822 | -0.001317 | -0.000825 | -0.000333 | 0 | 0.000398 | 0.000851 | 0.001236 | 0.00149 | 0.001788 | 0.002011 | 0.002127 | 0.002255 | 0.002304
-0.010623 | -0.010478 | -0.010003 | -0.009625 | -0.009084 | -0.008613 | -0.008323 | -0.007997 | -0.007485 | -0.007022 | -0.006525 | -0.006024 | -0.005409 | -0.004768 | -0.004098 | -0.00351 | -0.003001 | -0.002376 | -0.001796 | -0.001317 | -0.000806 | -0.000331 | 0 | 0.000382 | 0.000801 | 0.001168 | 0.001437 | 0.001715 | 0.001924 | 0.002053 | 0.002177 | 0.002223
-0.010469 | -0.010334 | -0.009868 | -0.009493 | -0.008985 | -0.008513 | -0.008226 | -0.007953 | -0.007412 | -0.006938 | -0.006499 | -0.005977 | -0.00539 | -0.004743 | -0.004069 | -0.003502 | -0.003001 | -0.002368 | -0.00179 | -0.001281 | -0.00078 | -0.000306 | 0 | 0.00038 | 0.000807 | 0.001184 | 0.001426 | 0.001703 | 0.001929 | 0.002006 | 0.002122 | 0.002186
-0.010356 | -0.010219 | -0.009736 | -0.009345 | -0.008826 | -0.008354 | -0.008068 | -0.007769 | -0.007219 | -0.006772 | -0.006293 | -0.005816 | -0.005235 | -0.004623 | -0.003965 | -0.003411 | -0.002931 | -0.002297 | -0.001747 | -0.001235 | -0.000787 | -0.000329 | 0 | 0.000361 | 0.000792 | 0.001112 | 0.001369 | 0.001653 | 0.001844 | 0.001922 | 0.002039 | 0.002052
-0.010079 | -0.009952 | -0.00949 | -0.009131 | -0.008605 | -0.008153 | -0.007881 | -0.007611 | -0.007106 | -0.006654 | -0.006202 | -0.005703 | -0.005153 | -0.004525 | -0.00387 | -0.003336 | -0.002878 | -0.002282 | -0.001691 | -0.001197 | -0.000729 | -0.000312 | 0 | 0.000375 | 0.000816 | 0.001122 | 0.001377 | 0.001661 | 0.001831 | 0.001899 | 0.002007 | 0.002022
-0.00996 | -0.00984 | -0.009375 | -0.009013 | -0.008513 | -0.008075 | -0.007818 | -0.007526 | -0.007019 | -0.006576 | -0.006129 | -0.005637 | -0.005095 | -0.004482 | -0.003848 | -0.003289 | -0.002838 | -0.002236 | -0.001647 | -0.001174 | -0.000709 | -0.000306 | 0 | 0.000372 | 0.000804 | 0.00112 | 0.00138 | 0.001619 | 0.001783 | 0.001833 | 0.001914 | 0.001929
-0.009923 | -0.009789 | -0.009337 | -0.008971 | -0.008457 | -0.008025 | -0.007772 | -0.0075 | -0.006989 | -0.006543 | -0.006138 | -0.005641 | -0.00512 | -0.004514 | -0.00386 | -0.003309 | -0.002851 | -0.002252 | -0.001669 | -0.00119 | -0.000732 | -0.000282 | 0 | 0.000383 | 0.000786 | 0.001086 | 0.001348 | 0.001574 | 0.001764 | 0.001803 | 0.001883 | 0.001905
-0.009908 | -0.009775 | -0.009294 | -0.008936 | -0.008429 | -0.007962 | -0.007708 | -0.00746 | -0.006946 | -0.006522 | -0.006069 | -0.005583 | -0.005013 | -0.004437 | -0.003787 | -0.003238 | -0.002829 | -0.002232 | -0.001652 | -0.001205 | -0.000732 | -0.000302 | 0 | 0.000367 | 0.000788 | 0.001084 | 0.001335 | 0.001536 | 0.001686 | 0.001748 | 0.001821 | 0.001796
-0.009843 | -0.00971 | -0.009255 | -0.008906 | -0.008398 | -0.007946 | -0.0077 | -0.00742 | -0.006903 | -0.006455 | -0.006047 | -0.005592 | -0.005038 | -0.004441 | -0.003798 | -0.003265 | -0.00283 | -0.002239 | -0.001654 | -0.001182 | -0.000699 | -0.000285 | 0 | 0.000353 | 0.00076 | 0.001082 | 0.001289 | 0.001519 | 0.001708 | 0.001723 | 0.00176 | 0.001771
-0.009914 | -0.009769 | -0.00931 | -0.008928 | -0.008433 | -0.007981 | -0.007725 | -0.007465 | -0.00695 | -0.006511 | -0.006089 | -0.005642 | -0.005074 | -0.004462 | -0.003819 | -0.003296 | -0.002873 | -0.002241 | -0.00167 | -0.00121 | -0.000728 | -0.000311 | 0 | 0.00039 | 0.00077 | 0.001058 | 0.00131 | 0.001503 | 0.001676 | 0.001717 | 0.001741 | 0.001729
-0.009873 | -0.009717 | -0.009236 | -0.008859 | -0.008362 | -0.007897 | -0.007641 | -0.00736 | -0.006866 | -0.00646 | -0.005996 | -0.005563 | -0.005024 | -0.00441 | -0.003786 | -0.003273 | -0.002826 | -0.002206 | -0.001652 | -0.001192 | -0.000706 | -0.000291 | 0 | 0.000385 | 0.000791 | 0.001098 | 0.00132 | 0.001535 | 0.001663 | 0.00171 | 0.001771 | 0.001746
-0.009949 | -0.009788 | -0.009309 | -0.008945 | -0.008419 | -0.00795 | -0.007695 | -0.007397 | -0.006896 | -0.00648 | -0.006056 | -0.005593 | -0.005045 | -0.004442 | -0.003833 | -0.003289 | -0.002839 | -0.00224 | -0.001701 | -0.001211 | -0.000751 | -0.000336 | 0 | 0.000343 | 0.000749 | 0.001088 | 0.001299 | 0.001511 | 0.001653 | 0.001684 | 0.001722 | 0.001708
-0.009938 | -0.00977 | -0.009285 | -0.008888 | -0.008364 | -0.007908 | -0.007652 | -0.007345 | -0.006859 | -0.00644 | -0.006002 | -0.005555 | -0.005005 | -0.004382 | -0.003788 | -0.003258 | -0.002804 | -0.002228 | -0.001673 | -0.001184 | -0.000725 | -0.000294 | 0 | 0.000374 | 0.000778 | 0.001106 | 0.001311 | 0.001507 | 0.001675 | 0.0017 | 0.001737 | 0.00172
-0.009697 | -0.009547 | -0.009066 | -0.008703 | -0.008199 | -0.007754 | -0.007511 | -0.007202 | -0.006703 | -0.006316 | -0.005873 | -0.005422 | -0.004907 | -0.00434 | -0.003713 | -0.003152 | -0.002789 | -0.002206 | -0.001637 | -0.001148 | -0.000658 | -0.000302 | 0 | 0.000355 | 0.000762 | 0.001057 | 0.00128 | 0.001507 | 0.001642 | 0.001671 | 0.001737 | 0.001709
-0.009585 | -0.009448 | -0.008976 | -0.008617 | -0.008104 | -0.007661 | -0.007422 | -0.007121 | -0.006627 | -0.00624 | -0.005812 | -0.005378 | -0.004856 | -0.004306 | -0.003666 | -0.003132 | -0.002757 | -0.00217 | -0.001649 | -0.001174 | -0.000723 | -0.000297 | 0 | 0.000325 | 0.000738 | 0.001028 | 0.001257 | 0.001445 | 0.001623 | 0.00165 | 0.0017 | 0.001681
-0.009491 | -0.009354 | -0.008876 | -0.0085 | -0.007995 | -0.007568 | -0.007308 | -0.00704 | -0.006537 | -0.006118 | -0.005716 | -0.005305 | -0.004782 | -0.004233 | -0.003627 | -0.003121 | -0.002717 | -0.002182 | -0.001629 | -0.001138 | -0.000724 | -0.000296 | 0 | 0.00035 | 0.000718 | 0.001004 | 0.001237 | 0.001438 | 0.001592 | 0.00163 | 0.001667 | 0.001649
-0.009406 | -0.009266 | -0.008807 | -0.00845 | -0.007956 | -0.007513 | -0.007292 | -0.007025 | -0.006508 | -0.006107 | -0.005705 | -0.005285 | -0.004785 | -0.004228 | -0.003648 | -0.003104 | -0.002741 | -0.002172 | -0.001607 | -0.001168 | -0.000751 | -0.000349 | 0 | 0.000289 | 0.000709 | 0.000972 | 0.001205 | 0.001391 | 0.001553 | 0.001628 | 0.001677 | 0.001623
-0.009307 | -0.009167 | -0.008696 | -0.008318 | -0.007823 | -0.007415 | -0.007161 | -0.006901 | -0.006411 | -0.005975 | -0.005636 | -0.005179 | -0.004739 | -0.004139 | -0.003562 | -0.003071 | -0.002696 | -0.00215 | -0.001576 | -0.001099 | -0.000656 | -0.000327 | 0 | 0.000317 | 0.000723 | 0.000962 | 0.001206 | 0.00142 | 0.001544 | 0.00165 | 0.001694 | 0.001661
-0.009044 | -0.008901 | -0.008462 | -0.008095 | -0.007627 | -0.007219 | -0.006981 | -0.006733 | -0.006294 | -0.005862 | -0.00549 | -0.005048 | -0.004581 | -0.004065 | -0.003434 | -0.00297 | -0.002621 | -0.002076 | -0.001545 | -0.001042 | -0.000616 | -0.000256 | 0 | 0.000356 | 0.00077 | 0.001054 | 0.001224 | 0.001385 | 0.001596 | 0.001664 | 0.001709 | 0.001695
-0.008792 | -0.008701 | -0.008264 | -0.00793 | -0.007447 | -0.007047 | -0.006811 | -0.006547 | -0.006069 | -0.005712 | -0.00532 | -0.004966 | -0.004511 | -0.003965 | -0.003358 | -0.00295 | -0.002568 | -0.002018 | -0.001525 | -0.00106 | -0.000625 | -0.000249 | 0 | 0.000326 | 0.000682 | 0.000963 | 0.001167 | 0.001397 | 0.001559 | 0.001587 | 0.001631 | 0.001604
-0.008725 | -0.008611 | -0.00818 | -0.007813 | -0.00737 | -0.006958 | -0.006706 | -0.006456 | -0.006001 | -0.005676 | -0.005263 | -0.004914 | -0.004458 | -0.003906 | -0.003309 | -0.00291 | -0.002606 | -0.002035 | -0.001489 | -0.001035 | -0.000612 | -0.000237 | 0 | 0.000327 | 0.000732 | 0.000988 | 0.001143 | 0.001353 | 0.00153 | 0.001527 | 0.001601 | 0.001527
-0.008542 | -0.008472 | -0.008057 | -0.007736 | -0.007283 | -0.006913 | -0.006646 | -0.006411 | -0.005942 | -0.005632 | -0.005216 | -0.00486 | -0.004364 | -0.003914 | -0.0033 | -0.002923 | -0.002581 | -0.001977 | -0.001477 | -0.001026 | -0.000626 | -0.000256 | 0 | 0.00033 | 0.00072 | 0.000986 | 0.001178 | 0.001373 | 0.001505 | 0.001551 | 0.001602 | 0.001566
-0.00876 | -0.008659 | -0.008254 | -0.007871 | -0.007419 | -0.006996 | -0.006775 | -0.006467 | -0.006013 | -0.005737 | -0.00525 | -0.00493 | -0.004431 | -0.00394 | -0.003348 | -0.002984 | -0.002575 | -0.002024 | -0.001524 | -0.001008 | -0.000649 | -0.000257 | 0 | 0.000297 | 0.000731 | 0.001029 | 0.001172 | 0.001355 | 0.001538 | 0.00163 | 0.001649 | 0.001592
-0.009032 | -0.008913 | -0.008435 | -0.008073 | -0.0076 | -0.007205 | -0.00695 | -0.006651 | -0.006197 | -0.005834 | -0.005416 | -0.005075 | -0.004506 | -0.004041 | -0.003451 | -0.003072 | -0.00266 | -0.00213 | -0.001595 | -0.001093 | -0.000677 | -0.000283 | 0 | 0.000315 | 0.000704 | 0.000997 | 0.001173 | 0.001398 | 0.001511 | 0.001611 | 0.00168 | 0.001659
-0.009064 | -0.008949 | -0.008495 | -0.008138 | -0.007687 | -0.00724 | -0.00696 | -0.006662 | -0.006194 | -0.005827 | -0.005387 | -0.004969 | -0.004495 | -0.004031 | -0.003461 | -0.003053 | -0.002638 | -0.002042 | -0.001548 | -0.001151 | -0.000685 | -0.000234 | 0 | 0.000262 | 0.000679 | 0.000984 | 0.001141 | 0.001359 | 0.001456 | 0.001557 | 0.001626 | 0.00159
-0.008799 | -0.008732 | -0.008296 | -0.007901 | -0.007397 | -0.007033 | -0.00674 | -0.00647 | -0.005949 | -0.005619 | -0.005245 | -0.004882 | -0.004368 | -0.003948 | -0.003355 | -0.002977 | -0.002604 | -0.002043 | -0.0015 | -0.001009 | -0.000594 | -0.000196 | 0 | 0.000335 | 0.000753 | 0.001054 | 0.001226 | 0.001407 | 0.001582 | 0.001643 | 0.001669 | 0.001668
-0.009076 | -0.008997 | -0.008525 | -0.008109 | -0.007646 | -0.007281 | -0.006946 | -0.006701 | -0.006175 | -0.005809 | -0.005421 | -0.004994 | -0.004472 | -0.004075 | -0.003484 | -0.003064 | -0.002667 | -0.002178 | -0.001568 | -0.001099 | -0.000667 | -0.000237 | 0 | 0.000228 | 0.000731 | 0.000948 | 0.001149 | 0.001348 | 0.00151 | 0.001617 | 0.001654 | 0.001663
-0.008921 | -0.008888 | -0.008448 | -0.008056 | -0.007624 | -0.007193 | -0.006869 | -0.006612 | -0.006102 | -0.005698 | -0.005322 | -0.004924 | -0.004429 | -0.004043 | -0.003425 | -0.003064 | -0.002687 | -0.002092 | -0.001504 | -0.00103 | -0.000648 | -0.000274 | 0 | 0.000292 | 0.000794 | 0.001013 | 0.001212 | 0.001455 | 0.001631 | 0.001659 | 0.001702 | 0.001704
-0.009219 | -0.009139 | -0.008659 | -0.008208 | -0.007712 | -0.007331 | -0.006962 | -0.006729 | -0.00627 | -0.005839 | -0.005501 | -0.005039 | -0.004576 | -0.004124 | -0.003484 | -0.003136 | -0.002772 | -0.002119 | -0.001541 | -0.001097 | -0.000646 | -0.000227 | 0 | 0.000274 | 0.000759 | 0.000962 | 0.001212 | 0.00141 | 0.001573 | 0.001707 | 0.001719 | 0.001762
-0.009024 | -0.008973 | -0.008515 | -0.008129 | -0.007676 | -0.007239 | -0.006935 | -0.006701 | -0.006177 | -0.005751 | -0.005413 | -0.004948 | -0.004493 | -0.00406 | -0.003404 | -0.003092 | -0.002737 | -0.002108 | -0.001542 | -0.001059 | -0.000673 | -0.000218 | 0 | 0.000336 | 0.000756 | 0.001001 | 0.001233 | 0.001412 | 0.001503 | 0.001638 | 0.001711 | 0.001721

## 129_CC_tcarray
0.028624 | 0.029754 | 0.030644 | 0.030939 | 0.030487 | 0.029077 | 0.028587 | 0.027245 | 0.027794 | 0.025895 | 0.02335 | 0.022538 | 0.021997 | 0.021057 | 0.018629 | 0.017541 | 0.014918 | 0.012867 | 0.010633 | 0.00919 | 0.004672 | 0.0018 | 0 | -0.00294 | -0.003908 | -0.008106 | -0.011494 | -0.014011 | -0.017153 | -0.021033 | -0.022882 | -0.026213
0.018917 | 0.019895 | 0.021297 | 0.022296 | 0.022379 | 0.021345 | 0.020933 | 0.021098 | 0.0187 | 0.018799 | 0.018272 | 0.017089 | 0.017131 | 0.016761 | 0.014811 | 0.013693 | 0.011826 | 0.010315 | 0.008034 | 0.006185 | 0.003802 | 0.00185 | 0 | -0.002774 | -0.003266 | -0.006522 | -0.009032 | -0.011825 | -0.014292 | -0.017452 | -0.018682 | -0.020873
0.01559 | 0.016878 | 0.018515 | 0.018176 | 0.017654 | 0.018287 | 0.017778 | 0.016964 | 0.016651 | 0.016519 | 0.01534 | 0.014577 | 0.014635 | 0.013769 | 0.012339 | 0.011603 | 0.009171 | 0.008383 | 0.006606 | 0.005432 | 0.002488 | 0.001072 | 0 | -0.001464 | -0.00334 | -0.005647 | -0.007916 | -0.010187 | -0.012962 | -0.01529 | -0.017111 | -0.018059
0.011215 | 0.012226 | 0.013932 | 0.014376 | 0.014817 | 0.014612 | 0.014468 | 0.014304 | 0.013874 | 0.013387 | 0.013088 | 0.012637 | 0.012732 | 0.012685 | 0.011345 | 0.010981 | 0.009477 | 0.008284 | 0.006101 | 0.005117 | 0.002379 | 0.000461 | 0 | -0.00246 | -0.002337 | -0.004175 | -0.006851 | -0.007783 | -0.010522 | -0.012667 | -0.013519 | -0.015515
0.006993 | 0.008099 | 0.010072 | 0.010715 | 0.01084 | 0.010666 | 0.011074 | 0.010694 | 0.010814 | 0.010719 | 0.010209 | 0.010466 | 0.010305 | 0.010479 | 0.009704 | 0.008758 | 0.007599 | 0.006061 | 0.005088 | 0.003677 | 0.002511 | 0.001393 | 0 | -0.001021 | -0.001223 | -0.003002 | -0.005041 | -0.006192 | -0.008309 | -0.009654 | -0.010097 | -0.011738
0.005505 | 0.006679 | 0.007889 | 0.008285 | 0.008228 | 0.008431 | 0.008441 | 0.008699 | 0.008997 | 0.008638 | 0.008535 | 0.008048 | 0.008681 | 0.008938 | 0.008092 | 0.007305 | 0.006282 | 0.005711 | 0.004424 | 0.003186 | 0.00164 | 0.000519 | 0 | -0.001502 | -0.002358 | -0.003525 | -0.004773 | -0.005835 | -0.006926 | -0.008728 | -0.009453 | -0.010191
0.002176 | 0.003306 | 0.004986 | 0.006088 | 0.006622 | 0.006653 | 0.00705 | 0.006713 | 0.007001 | 0.007157 | 0.007165 | 0.007137 | 0.007307 | 0.007519 | 0.00695 | 0.006692 | 0.005432 | 0.00456 | 0.003316 | 0.002839 | 0.001477 | 0.001023 | 0 | -0.000623 | -0.000937 | -0.002922 | -0.003488 | -0.004315 | -0.006108 | -0.007413 | -0.007436 | -0.00772
0.001664 | 0.002763 | 0.004589 | 0.004756 | 0.005169 | 0.005279 | 0.005723 | 0.005812 | 0.005932 | 0.006045 | 0.005807 | 0.005977 | 0.006561 | 0.006634 | 0.006386 | 0.00595 | 0.00459 | 0.004025 | 0.003253 | 0.002748 | 0.001407 | 0.000481 | 0 | -0.00078 | -0.001192 | -0.002022 | -0.003379 | -0.003892 | -0.004971 | -0.006105 | -0.006373 | -0.006742
0.000151 | 0.00104 | 0.002358 | 0.00307 | 0.003223 | 0.003707 | 0.003759 | 0.004272 | 0.005113 | 0.005141 | 0.00482 | 0.005182 | 0.005174 | 0.005621 | 0.005489 | 0.004766 | 0.004187 | 0.003508 | 0.002658 | 0.002189 | 0.001099 | 0.000127 | 0 | -0.001503 | -0.001044 | -0.002026 | -0.002529 | -0.003222 | -0.004195 | -0.005039 | -0.005153 | -0.005343
-0.002267 | -0.001189 | 0.000624 | 0.001402 | 0.002062 | 0.002184 | 0.00252 | 0.002985 | 0.003242 | 0.003495 | 0.003801 | 0.003962 | 0.00449 | 0.004748 | 0.004427 | 0.004419 | 0.003168 | 0.002733 | 0.002142 | 0.00178 | 0.000597 | 0.000394 | 0 | -0.000178 | -0.000298 | -0.001435 | -0.002276 | -0.002535 | -0.003126 | -0.004288 | -0.003872 | -0.004154
-0.002394 | -0.00144 | 1e-05 | 0.000262 | 0.00089 | 0.001347 | 0.001851 | 0.001915 | 0.002551 | 0.002703 | 0.003084 | 0.003254 | 0.003866 | 0.004081 | 0.0042 | 0.003619 | 0.002967 | 0.002697 | 0.001922 | 0.001447 | 0.000754 | 3.9e-05 | 0 | -0.000643 | -0.000699 | -0.001023 | -0.001793 | -0.002371 | -0.002762 | -0.003249 | -0.003361 | -0.003308
-0.004347 | -0.003421 | -0.00198 | -0.001181 | -0.000453 | -0.000129 | 0.000238 | 0.000955 | 0.001584 | 0.001859 | 0.001756 | 0.002311 | 0.002752 | 0.003204 | 0.003221 | 0.003152 | 0.002298 | 0.00201 | 0.001593 | 0.001283 | 0.000175 | 0.000397 | 0 | -0.000483 | -0.000348 | -0.000974 | -0.001158 | -0.001449 | -0.001935 | -0.002526 | -0.002205 | -0.002051
-0.005169 | -0.004134 | -0.002535 | -0.001954 | -0.001222 | -0.001065 | -0.000312 | -2.8e-05 | 0.000319 | 0.000723 | 0.00141 | 0.001462 | 0.002104 | 0.0026 | 0.002697 | 0.002509 | 0.001987 | 0.001646 | 0.000923 | 0.000798 | 0.000638 | -1.9e-05 | 0 | -0.000163 | -3.8e-05 | -0.000516 | -0.000938 | -0.001017 | -0.001319 | -0.001449 | -0.001433 | -0.001235
-0.005051 | -0.004289 | -0.003166 | -0.002654 | -0.002094 | -0.001584 | -0.00108 | -0.000515 | 0.000128 | 0.000554 | 0.000794 | 0.001411 | 0.001654 | 0.002277 | 0.002615 | 0.002326 | 0.001688 | 0.001467 | 0.001254 | 0.000977 | 0.000336 | 0.000186 | 0 | -0.000328 | -0.000286 | -0.000575 | -0.000602 | -0.00072 | -0.000845 | -0.001019 | -0.000767 | -0.000346
-0.006298 | -0.005511 | -0.004033 | -0.003248 | -0.002558 | -0.00217 | -0.001599 | -0.001005 | -0.000492 | -0.000205 | 0.000161 | 0.000568 | 0.001097 | 0.001611 | 0.001666 | 0.001628 | 0.001321 | 0.001217 | 0.000643 | 0.000561 | 6e-05 | -1.7e-05 | 0 | -0.00019 | 5.6e-05 | -5.8e-05 | -0.00044 | -0.000209 | -0.000272 | -0.000407 | -8.9e-05 | 0.000354
-0.007171 | -0.006359 | -0.004937 | -0.004361 | -0.003641 | -0.00314 | -0.002513 | -0.002134 | -0.001416 | -0.000954 | -0.000357 | 4.1e-05 | 0.000792 | 0.001184 | 0.001598 | 0.001531 | 0.001028 | 0.000748 | 0.00058 | 0.000418 | 0.00026 | -6e-05 | 0 | -7.6e-05 | 0.000144 | -2.2e-05 | 3e-05 | 6.9e-05 | 5.5e-05 | 0.00019 | 0.000642 | 0.001091
-0.006965 | -0.006301 | -0.005285 | -0.004789 | -0.004077 | -0.003575 | -0.002972 | -0.002368 | -0.00168 | -0.001316 | -0.000952 | -0.000444 | 0.000128 | 0.0007 | 0.001097 | 0.001 | 0.000554 | 0.000729 | 0.000437 | 0.00025 | -0.000215 | -0.000246 | 0 | -0.000266 | -7e-06 | 4.3e-05 | 0.000348 | 0.000395 | 0.000556 | 0.000697 | 0.001014 | 0.00168
-0.008133 | -0.007453 | -0.006141 | -0.005337 | -0.004601 | -0.00425 | -0.003588 | -0.003057 | -0.002525 | -0.002047 | -0.001483 | -0.000911 | -0.000166 | 0.000475 | 0.000671 | 0.00083 | 0.000667 | 0.000339 | -1.1e-05 | 7.3e-05 | -0.000142 | -0.000128 | 0 | -2.7e-05 | 0.000511 | 0.000437 | 0.000354 | 0.00078 | 0.001032 | 0.001285 | 0.001759 | 0.002281
-0.008482 | -0.007814 | -0.006615 | -0.006071 | -0.005398 | -0.004807 | -0.004219 | -0.00373 | -0.002932 | -0.002414 | -0.001715 | -0.001127 | -0.000458 | 6.5e-05 | 0.000648 | 0.000644 | 0.000415 | 0.000395 | 0.000148 | 0.000132 | 6.3e-05 | -4.8e-05 | 0 | 0.00016 | 0.000526 | 0.00049 | 0.000953 | 0.001038 | 0.001343 | 0.001797 | 0.002255 | 0.002799
-0.008622 | -0.008083 | -0.007124 | -0.006405 | -0.00562 | -0.00521 | -0.004521 | -0.003967 | -0.003297 | -0.002764 | -0.002341 | -0.001886 | -0.001073 | -0.000381 | 5.9e-05 | 0.000207 | 7.2e-05 | 0.00014 | -9.8e-05 | -1.2e-05 | -0.0005 | -0.000433 | 0 | -0.000135 | 0.000252 | 0.000498 | 0.00079 | 0.00117 | 0.001573 | 0.001938 | 0.002398 | 0.003084
-0.009562 | -0.008922 | -0.007715 | -0.007019 | -0.006258 | -0.005831 | -0.005137 | -0.004678 | -0.004006 | -0.003425 | -0.002745 | -0.001929 | -0.001256 | -0.000624 | -0.000126 | 9.9e-05 | -1.3e-05 | -0.000157 | -0.00025 | -0.00019 | -0.000384 | -0.000134 | 0 | 6e-05 | 0.00058 | 0.00065 | 0.000918 | 0.001421 | 0.001661 | 0.002116 | 0.002628 | 0.003365
-0.009471 | -0.008958 | -0.007993 | -0.007461 | -0.006745 | -0.006055 | -0.005482 | -0.004787 | -0.004099 | -0.003452 | -0.002759 | -0.002105 | -0.001343 | -0.000676 | 1.4e-05 | 0.000117 | 8.9e-05 | 3.3e-05 | 2e-06 | -8.5e-05 | -9.2e-05 | -0.000127 | 0 | 0.000311 | 0.000606 | 0.001014 | 0.001439 | 0.001715 | 0.002173 | 0.002768 | 0.003189 | 0.003815
-0.009936 | -0.009438 | -0.008451 | -0.007742 | -0.00692 | -0.006426 | -0.005776 | -0.00523 | -0.004469 | -0.003863 | -0.003329 | -0.002568 | -0.00177 | -0.000972 | -0.000515 | -0.000211 | -0.000264 | -0.00015 | -0.000457 | -0.000467 | -0.000592 | -0.000358 | 0 | -6.4e-05 | 0.000432 | 0.00068 | 0.001105 | 0.00155 | 0.001994 | 0.002469 | 0.00306 | 0.003732
-0.010436 | -0.009882 | -0.008847 | -0.008171 | -0.007436 | -0.006944 | -0.006245 | -0.005683 | -0.004836 | -0.004172 | -0.003357 | -0.002565 | -0.001859 | -0.001037 | -0.000469 | -0.000181 | -0.000183 | -0.000179 | -0.000345 | -0.000237 | -0.000222 | -0.000195 | 0 | 0.00025 | 0.000684 | 0.000924 | 0.001365 | 0.001647 | 0.002196 | 0.002768 | 0.003315 | 0.004007
-0.010628 | -0.010217 | -0.009348 | -0.008713 | -0.007904 | -0.007202 | -0.006565 | -0.005856 | -0.005058 | -0.00436 | -0.003544 | -0.002849 | -0.001872 | -0.001156 | -0.00041 | -0.00018 | -9.5e-05 | -0.000132 | -0.00019 | -0.000227 | -0.000351 | -0.000166 | 0 | 0.000122 | 0.000646 | 0.00099 | 0.001355 | 0.001842 | 0.002449 | 0.003012 | 0.003516 | 0.004228
-0.010517 | -0.010064 | -0.009148 | -0.008435 | -0.007637 | -0.007114 | -0.006381 | -0.005916 | -0.005105 | -0.004424 | -0.003725 | -0.002832 | -0.002036 | -0.001179 | -0.000516 | -0.000207 | -0.000242 | -0.000228 | -0.000433 | -0.000357 | -0.00042 | -0.000317 | 0 | 7.2e-05 | 0.000524 | 0.000742 | 0.00127 | 0.001694 | 0.002282 | 0.002852 | 0.00342 | 0.004028
-0.010755 | -0.01036 | -0.009401 | -0.008784 | -0.008078 | -0.007421 | -0.006791 | -0.006112 | -0.00531 | -0.004531 | -0.003605 | -0.002714 | -0.001849 | -0.001108 | -0.000384 | -0.000156 | -9.7e-05 | -0.000161 | -0.000181 | -0.000267 | -0.000222 | -0.0001 | 0 | 0.000236 | 0.000664 | 0.000908 | 0.001377 | 0.001856 | 0.002497 | 0.003095 | 0.003628 | 0.004347
-0.010059 | -0.009788 | -0.009116 | -0.00854 | -0.00771 | -0.007096 | -0.00638 | -0.005773 | -0.004989 | -0.004274 | -0.003541 | -0.002835 | -0.001938 | -0.001114 | -0.000394 | -0.000117 | -3.2e-05 | -2e-06 | -0.000169 | -0.000174 | -0.000346 | -0.00025 | 0 | 0.000117 | 0.000532 | 0.000904 | 0.001392 | 0.001841 | 0.002421 | 0.003024 | 0.003674 | 0.004284
-0.009789 | -0.00946 | -0.00863 | -0.007968 | -0.007274 | -0.006831 | -0.006114 | -0.005714 | -0.004859 | -0.004216 | -0.003393 | -0.002571 | -0.00174 | -0.000926 | -0.000346 | -2.5e-05 | -3.1e-05 | -9.9e-05 | -0.000324 | -0.000308 | -0.000328 | -0.000282 | 0 | -4e-06 | 0.000392 | 0.000676 | 0.001079 | 0.0016 | 0.002194 | 0.002816 | 0.003345 | 0.004133
-0.009674 | -0.009414 | -0.008754 | -0.00826 | -0.007567 | -0.006898 | -0.006316 | -0.005676 | -0.00485 | -0.004104 | -0.003235 | -0.002412 | -0.00163 | -0.000936 | -0.000171 | 3.6e-05 | 0.000113 | 2.7e-05 | -7.2e-05 | -8.7e-05 | -0.00021 | -9.6e-05 | 0 | 0.000151 | 0.000565 | 0.000848 | 0.001383 | 0.001766 | 0.002385 | 0.00305 | 0.003656 | 0.004239
-0.00867 | -0.008462 | -0.007885 | -0.007384 | -0.006677 | -0.006185 | -0.005546 | -0.005057 | -0.004364 | -0.003715 | -0.002903 | -0.002211 | -0.001385 | -0.000625 | 3.6e-05 | 0.000298 | 0.000254 | 0.000206 | -1e-05 | -6.3e-05 | -0.000184 | -0.000161 | 0 | 0.00014 | 0.000523 | 0.000878 | 0.00127 | 0.001683 | 0.002339 | 0.002931 | 0.003418 | 0.004091
-0.0088 | -0.008547 | -0.007916 | -0.007399 | -0.006734 | -0.006284 | -0.005706 | -0.005231 | -0.004452 | -0.003765 | -0.003024 | -0.002147 | -0.001438 | -0.000627 | -0.000125 | 0.000205 | 0.000199 | 5.6e-05 | -0.000165 | -0.000152 | -0.000223 | -0.000173 | 0 | 1.1e-05 | 0.000362 | 0.000593 | 0.001087 | 0.001568 | 0.002003 | 0.002726 | 0.003224 | 0.003881
-0.008398 | -0.008243 | -0.00771 | -0.007228 | -0.006631 | -0.006041 | -0.00554 | -0.00495 | -0.004216 | -0.003503 | -0.002766 | -0.00202 | -0.001216 | -0.000554 | 0.000127 | 0.000309 | 0.000364 | 0.000207 | 9.6e-05 | 2e-06 | -0.000141 | -4.6e-05 | 0 | 0.000139 | 0.000533 | 0.000776 | 0.001235 | 0.001613 | 0.002202 | 0.002803 | 0.00336 | 0.003897
-0.008586 | -0.008398 | -0.007805 | -0.007326 | -0.006644 | -0.006149 | -0.005543 | -0.005064 | -0.004332 | -0.003696 | -0.002951 | -0.002254 | -0.001424 | -0.000646 | -8e-06 | 0.000273 | 0.000227 | 0.000113 | -4.9e-05 | -0.000147 | -0.000179 | -0.000178 | 0 | 5.6e-05 | 0.00041 | 0.000647 | 0.001111 | 0.001504 | 0.002018 | 0.002647 | 0.003214 | 0.003733
-0.008494 | -0.008302 | -0.007728 | -0.007238 | -0.00664 | -0.006129 | -0.005598 | -0.005089 | -0.004374 | -0.003684 | -0.00292 | -0.002082 | -0.001346 | -0.000643 | -6.7e-05 | 0.000189 | 0.000228 | 7.2e-05 | -3.6e-05 | -0.000131 | -0.000205 | -0.000125 | 0 | 1e-06 | 0.000377 | 0.000584 | 0.001067 | 0.001494 | 0.002014 | 0.00268 | 0.003119 | 0.003717
-0.008459 | -0.0083 | -0.007759 | -0.007273 | -0.006616 | -0.006097 | -0.00557 | -0.004986 | -0.004245 | -0.003584 | -0.002803 | -0.00213 | -0.001298 | -0.0006 | 6.5e-05 | 0.000269 | 0.000335 | 0.000222 | 5.7e-05 | -1.1e-05 | -0.000142 | -6.1e-05 | 0 | 0.000188 | 0.000498 | 0.000829 | 0.001218 | 0.001613 | 0.002192 | 0.002742 | 0.003243 | 0.003769
-0.008119 | -0.007938 | -0.007382 | -0.006915 | -0.006281 | -0.005825 | -0.005245 | -0.00488 | -0.004182 | -0.003534 | -0.002776 | -0.002048 | -0.001248 | -0.000502 | 6.2e-05 | 0.000317 | 0.000273 | 0.000137 | -8.8e-05 | -0.000131 | -0.000198 | -0.000181 | 0 | 4.5e-05 | 0.000417 | 0.000664 | 0.001065 | 0.001447 | 0.001962 | 0.002553 | 0.003007 | 0.003562
-0.008167 | -0.007971 | -0.007384 | -0.00693 | -0.006362 | -0.005846 | -0.005331 | -0.004827 | -0.00409 | -0.003434 | -0.002701 | -0.001928 | -0.001218 | -0.000513 | 6.2e-05 | 0.000269 | 0.000302 | 0.000155 | -3.5e-05 | -8.3e-05 | -0.00024 | -0.000167 | 0 | 5.7e-05 | 0.000339 | 0.000556 | 0.001023 | 0.001438 | 0.00193 | 0.002479 | 0.002983 | 0.003501
-0.008045 | -0.007844 | -0.007265 | -0.006745 | -0.006136 | -0.00565 | -0.005139 | -0.004646 | -0.003973 | -0.003335 | -0.002603 | -0.001914 | -0.001141 | -0.000422 | 0.00018 | 0.000383 | 0.000401 | 0.000214 | 7.2e-05 | -3.1e-05 | -0.000131 | -9.9e-05 | 0 | 0.00012 | 0.000446 | 0.000708 | 0.001115 | 0.001507 | 0.002044 | 0.002606 | 0.003063 | 0.00358
-0.007943 | -0.007665 | -0.006965 | -0.006487 | -0.005899 | -0.00547 | -0.004952 | -0.004528 | -0.003841 | -0.003182 | -0.002462 | -0.001714 | -0.001035 | -0.000321 | 0.000233 | 0.00045 | 0.00043 | 0.00029 | 6.5e-05 | -2.9e-05 | -0.000127 | -0.000156 | 0 | -1e-05 | 0.000326 | 0.000599 | 0.001019 | 0.001336 | 0.001902 | 0.002459 | 0.002924 | 0.003446
-0.008342 | -0.008207 | -0.007643 | -0.007081 | -0.006388 | -0.005877 | -0.005251 | -0.004812 | -0.004129 | -0.00343 | -0.002637 | -0.001882 | -0.001099 | -0.000357 | 0.000239 | 0.00046 | 0.000459 | 0.00033 | 9.9e-05 | 4.1e-05 | -7.3e-05 | -8.5e-05 | 0 | 6.6e-05 | 0.000343 | 0.000602 | 0.000987 | 0.001349 | 0.001874 | 0.002418 | 0.002897 | 0.003393
-0.008268 | -0.008122 | -0.007565 | -0.007077 | -0.006424 | -0.005891 | -0.00536 | -0.004835 | -0.004087 | -0.003393 | -0.002632 | -0.001857 | -0.001084 | -0.000393 | 0.000177 | 0.000449 | 0.000512 | 0.000337 | 0.000186 | 8.3e-05 | -7.4e-05 | -4.7e-05 | 0 | 4.7e-05 | 0.000304 | 0.00056 | 0.00101 | 0.001376 | 0.001865 | 0.002407 | 0.002852 | 0.003413
-0.008002 | -0.007921 | -0.007424 | -0.006926 | -0.006282 | -0.005716 | -0.005158 | -0.004656 | -0.00394 | -0.003302 | -0.002511 | -0.001779 | -0.00104 | -0.00034 | 0.000269 | 0.000481 | 0.000514 | 0.000356 | 0.000133 | 1.1e-05 | -9.2e-05 | -7.4e-05 | 0 | 4.9e-05 | 0.000291 | 0.000535 | 0.000913 | 0.001298 | 0.001771 | 0.002323 | 0.002772 | 0.003269
-0.008166 | -0.007978 | -0.007364 | -0.006854 | -0.006172 | -0.005699 | -0.005096 | -0.004631 | -0.003929 | -0.003275 | -0.002521 | -0.001771 | -0.001031 | -0.000347 | 0.000275 | 0.000467 | 0.000432 | 0.000295 | 7e-05 | -8e-06 | -6.5e-05 | -9.9e-05 | 0 | 7e-06 | 0.000302 | 0.000502 | 0.000864 | 0.001225 | 0.001684 | 0.002253 | 0.002647 | 0.003139
-0.00812 | -0.007985 | -0.007435 | -0.00697 | -0.006329 | -0.005809 | -0.005267 | -0.00474 | -0.004027 | -0.003333 | -0.002571 | -0.001825 | -0.001083 | -0.000348 | 0.000192 | 0.000443 | 0.000483 | 0.00031 | 0.000161 | 4.3e-05 | -6.9e-05 | -6.6e-05 | 0 | 2.8e-05 | 0.000271 | 0.000472 | 0.000891 | 0.001212 | 0.001702 | 0.002224 | 0.002612 | 0.003092
-0.007817 | -0.007657 | -0.007136 | -0.006663 | -0.006047 | -0.005531 | -0.004987 | -0.004541 | -0.003817 | -0.003215 | -0.002444 | -0.00172 | -0.000986 | -0.000276 | 0.000321 | 0.000485 | 0.000514 | 0.000355 | 0.000162 | 4.4e-05 | -6.7e-05 | -6.1e-05 | 0 | 4.5e-05 | 0.000305 | 0.000518 | 0.000876 | 0.001192 | 0.001688 | 0.002171 | 0.002558 | 0.003032
-0.007722 | -0.007541 | -0.006971 | -0.006528 | -0.005904 | -0.005419 | -0.004877 | -0.004407 | -0.003718 | -0.00308 | -0.002364 | -0.001636 | -0.000929 | -0.00027 | 0.000265 | 0.000505 | 0.000467 | 0.00029 | 0.000113 | 3.9e-05 | -6.2e-05 | -3.2e-05 | 0 | 1.7e-05 | 0.000273 | 0.000466 | 0.000854 | 0.001167 | 0.001628 | 0.002111 | 0.002445 | 0.002896
-0.00756 | -0.007386 | -0.006887 | -0.006408 | -0.005783 | -0.005241 | -0.004735 | -0.004293 | -0.003597 | -0.002966 | -0.002243 | -0.00154 | -0.000864 | -0.000201 | 0.000375 | 0.000556 | 0.000558 | 0.000386 | 0.00019 | 9.6e-05 | -5.1e-05 | -3.4e-05 | 0 | 1.2e-05 | 0.000246 | 0.000452 | 0.000805 | 0.001108 | 0.001571 | 0.002006 | 0.00237 | 0.002819
-0.007346 | -0.007226 | -0.00671 | -0.006258 | -0.005669 | -0.005222 | -0.004663 | -0.004169 | -0.003517 | -0.002894 | -0.002204 | -0.001528 | -0.000816 | -0.000172 | 0.000322 | 0.00054 | 0.000514 | 0.000333 | 0.000155 | 4.6e-05 | -5e-05 | -4.5e-05 | 0 | -5e-06 | 0.000225 | 0.000358 | 0.000706 | 0.001022 | 0.001444 | 0.001875 | 0.002196 | 0.002615
-0.007429 | -0.007191 | -0.006668 | -0.006258 | -0.00567 | -0.005165 | -0.004646 | -0.004251 | -0.003579 | -0.002967 | -0.00224 | -0.001515 | -0.000813 | -0.000214 | 0.000311 | 0.000496 | 0.000487 | 0.000313 | 0.000153 | 6.8e-05 | -3.7e-05 | -4.9e-05 | 0 | -1.1e-05 | 0.000225 | 0.000405 | 0.000729 | 0.001004 | 0.001457 | 0.001879 | 0.002178 | 0.002576
-0.007163 | -0.007028 | -0.006414 | -0.005997 | -0.005391 | -0.004954 | -0.004486 | -0.004011 | -0.003393 | -0.002824 | -0.002133 | -0.001457 | -0.000806 | -0.000127 | 0.000391 | 0.000528 | 0.000517 | 0.000369 | 0.000157 | 6.9e-05 | -6.4e-05 | -0.000117 | 0 | 3.7e-05 | 0.000217 | 0.000362 | 0.00072 | 0.000979 | 0.00139 | 0.001854 | 0.002141 | 0.002539
-0.007097 | -0.006885 | -0.006273 | -0.005876 | -0.005334 | -0.004879 | -0.004369 | -0.003951 | -0.003319 | -0.00274 | -0.002108 | -0.001414 | -0.000695 | -0.000122 | 0.000361 | 0.000538 | 0.000524 | 0.000366 | 0.00015 | 6.2e-05 | -4e-05 | -1.4e-05 | 0 | -5e-06 | 0.000166 | 0.000342 | 0.000684 | 0.000936 | 0.001377 | 0.001802 | 0.002094 | 0.002441
-0.006719 | -0.006548 | -0.006095 | -0.00569 | -0.00514 | -0.004705 | -0.004227 | -0.00383 | -0.003202 | -0.002618 | -0.001934 | -0.001299 | -0.000699 | -7.6e-05 | 0.000428 | 0.000568 | 0.000531 | 0.000393 | 0.000211 | 9.7e-05 | -3.3e-05 | -4.6e-05 | 0 | 0 | 0.00019 | 0.000303 | 0.000624 | 0.000893 | 0.001273 | 0.001704 | 0.001984 | 0.002352
-0.006493 | -0.00631 | -0.005844 | -0.005475 | -0.004933 | -0.004492 | -0.004018 | -0.003598 | -0.002993 | -0.002453 | -0.001801 | -0.001176 | -0.000561 | -3.5e-05 | 0.000434 | 0.000595 | 0.000576 | 0.000385 | 0.000223 | 0.000112 | -3.2e-05 | -6.1e-05 | 0 | -2.7e-05 | 0.000146 | 0.00025 | 0.000577 | 0.00082 | 0.001252 | 0.00166 | 0.001936 | 0.002249
-0.006305 | -0.00613 | -0.005681 | -0.005317 | -0.004808 | -0.004365 | -0.003935 | -0.003522 | -0.002932 | -0.002389 | -0.001786 | -0.001175 | -0.000567 | 1e-06 | 0.000435 | 0.000592 | 0.000536 | 0.000416 | 0.000206 | 8.4e-05 | -2.8e-05 | -4.7e-05 | 0 | -1.2e-05 | 0.000167 | 0.000333 | 0.00063 | 0.000868 | 0.001254 | 0.001664 | 0.001925 | 0.002281
-0.00614 | -0.006001 | -0.005551 | -0.005207 | -0.004683 | -0.004303 | -0.00385 | -0.00352 | -0.002925 | -0.002408 | -0.001764 | -0.001178 | -0.000549 | -3.4e-05 | 0.000443 | 0.000614 | 0.000573 | 0.000385 | 0.000198 | 9e-05 | -3.2e-05 | -1.2e-05 | 0 | -4.7e-05 | 0.000169 | 0.000308 | 0.00058 | 0.000806 | 0.0012 | 0.00161 | 0.001864 | 0.00221
-0.006192 | -0.006012 | -0.005565 | -0.005248 | -0.004751 | -0.004364 | -0.003927 | -0.003528 | -0.002958 | -0.002411 | -0.001761 | -0.001167 | -0.000591 | -5.5e-05 | 0.000403 | 0.000541 | 0.000497 | 0.00037 | 0.000197 | 9e-05 | -3e-05 | -4.8e-05 | 0 | -1.5e-05 | 0.00017 | 0.000288 | 0.000576 | 0.000794 | 0.001173 | 0.001577 | 0.001802 | 0.002145
-0.006199 | -0.006044 | -0.005581 | -0.005217 | -0.004646 | -0.004213 | -0.00374 | -0.003365 | -0.002782 | -0.002253 | -0.001672 | -0.001069 | -0.00049 | 8.3e-05 | 0.000498 | 0.000613 | 0.000596 | 0.000407 | 0.000234 | 0.000114 | -1.4e-05 | -1e-05 | 0 | -1.9e-05 | 0.000174 | 0.000299 | 0.000533 | 0.000785 | 0.001156 | 0.001538 | 0.001783 | 0.002087
-0.005739 | -0.00557 | -0.005153 | -0.004833 | -0.004338 | -0.004008 | -0.003575 | -0.003257 | -0.002688 | -0.002189 | -0.001602 | -0.001006 | -0.00045 | 6.5e-05 | 0.000501 | 0.000625 | 0.000579 | 0.00037 | 0.00016 | 7.6e-05 | -1.5e-05 | -7.2e-05 | 0 | -3.5e-05 | 0.000146 | 0.000223 | 0.00049 | 0.000691 | 0.001086 | 0.001428 | 0.001691 | 0.001988
-0.005805 | -0.005647 | -0.005232 | -0.004921 | -0.004403 | -0.00402 | -0.003611 | -0.003197 | -0.002616 | -0.002122 | -0.001551 | -0.000966 | -0.000413 | 5.9e-05 | 0.000492 | 0.000618 | 0.000559 | 0.000422 | 0.000222 | 7.8e-05 | -1.4e-05 | -6.7e-05 | 0 | -0.0001 | 0.000105 | 0.000248 | 0.000528 | 0.000725 | 0.001093 | 0.001485 | 0.001701 | 0.002021
-0.005905 | -0.005734 | -0.005291 | -0.004902 | -0.004409 | -0.004023 | -0.003535 | -0.003226 | -0.002633 | -0.002173 | -0.001584 | -0.00103 | -0.000442 | 0.000137 | 0.000559 | 0.000684 | 0.000605 | 0.000431 | 0.000206 | 0.000118 | -6.1e-05 | -5e-06 | 0 | -1.9e-05 | 0.000182 | 0.000311 | 0.000533 | 0.000803 | 0.001111 | 0.00151 | 0.001711 | 0.002032
-0.005501 | -0.005301 | -0.004871 | -0.004615 | -0.004164 | -0.003823 | -0.003419 | -0.003106 | -0.002523 | -0.002045 | -0.001452 | -0.000831 | -0.000316 | 0.000137 | 0.000577 | 0.000678 | 0.000603 | 0.000392 | 0.000218 | 8.6e-05 | 7e-06 | -2.9e-05 | 0 | -3e-06 | 0.000177 | 0.000238 | 0.000532 | 0.000725 | 0.001111 | 0.001472 | 0.00171 | 0.001966
-0.005951 | -0.005775 | -0.005323 | -0.004979 | -0.004409 | -0.003994 | -0.003563 | -0.003101 | -0.002562 | -0.002056 | -0.001475 | -0.00093 | -0.000389 | 0.000139 | 0.000581 | 0.000651 | 0.000624 | 0.000483 | 0.000273 | 0.000164 | -3.9e-05 | -2.9e-05 | 0 | -4.4e-05 | 0.000179 | 0.000306 | 0.000564 | 0.000836 | 0.001194 | 0.00158 | 0.001789 | 0.002058
-0.005722 | -0.005516 | -0.005006 | -0.004642 | -0.00411 | -0.003761 | -0.003283 | -0.003032 | -0.002464 | -0.002009 | -0.001427 | -0.000897 | -0.000278 | 0.00028 | 0.000629 | 0.000737 | 0.000651 | 0.000451 | 0.00022 | 0.000147 | -8e-06 | 9e-06 | 0 | 3e-06 | 0.000195 | 0.000346 | 0.000577 | 0.000818 | 0.001133 | 0.001491 | 0.001721 | 0.002018
-0.005381 | -0.005155 | -0.004741 | -0.004495 | -0.004036 | -0.003696 | -0.003319 | -0.002908 | -0.002303 | -0.001874 | -0.001277 | -0.000673 | -0.000194 | 0.000277 | 0.000698 | 0.000774 | 0.000659 | 0.00044 | 0.000292 | 0.000112 | 1.6e-05 | -9e-05 | 0 | -4.7e-05 | 0.000115 | 0.000196 | 0.00051 | 0.000696 | 0.001086 | 0.001478 | 0.001669 | 0.001932
-0.005395 | -0.005199 | -0.004684 | -0.004287 | -0.00376 | -0.003354 | -0.002874 | -0.00251 | -0.002033 | -0.001572 | -0.001045 | -0.000573 | -2.6e-05 | 0.000511 | 0.000865 | 0.000913 | 0.000812 | 0.000619 | 0.0003 | 0.000218 | -6.5e-05 | -5.8e-05 | 0 | -7.8e-05 | 0.00013 | 0.000252 | 0.000498 | 0.000702 | 0.001076 | 0.001435 | 0.00167 | 0.001872
-0.004888 | -0.004657 | -0.004215 | -0.003929 | -0.00343 | -0.003124 | -0.002723 | -0.002516 | -0.001971 | -0.00153 | -0.000991 | -0.000469 | 0.00011 | 0.0006 | 0.000889 | 0.000992 | 0.00082 | 0.000541 | 0.000303 | 0.000224 | 6.2e-05 | -1.5e-05 | 0 | -0.000105 | 0.000125 | 0.000156 | 0.000413 | 0.000637 | 0.000921 | 0.001249 | 0.001505 | 0.001742
-0.004344 | -0.004139 | -0.003722 | -0.003509 | -0.003058 | -0.00272 | -0.002436 | -0.002001 | -0.001454 | -0.001048 | -0.000474 | 1.5e-05 | 0.000441 | 0.000809 | 0.001192 | 0.001176 | 0.001008 | 0.000803 | 0.000539 | 0.000306 | 7.9e-05 | -1.7e-05 | 0 | -9.2e-05 | 8.4e-05 | 0.000146 | 0.000364 | 0.000574 | 0.000916 | 0.001252 | 0.001428 | 0.001603
-0.004361 | -0.004157 | -0.003665 | -0.003323 | -0.002807 | -0.002477 | -0.002038 | -0.00178 | -0.001308 | -0.000956 | -0.000491 | -5e-05 | 0.000429 | 0.000955 | 0.001244 | 0.001263 | 0.001089 | 0.00082 | 0.000476 | 0.000339 | 6.8e-05 | -3.3e-05 | 0 | -0.000122 | 7.3e-05 | 0.000153 | 0.000296 | 0.000518 | 0.000903 | 0.00121 | 0.001401 | 0.001635
-0.003919 | -0.003713 | -0.003265 | -0.003052 | -0.002648 | -0.002441 | -0.002065 | -0.001878 | -0.00131 | -0.000864 | -0.000335 | 0.000186 | 0.000665 | 0.001033 | 0.001378 | 0.001393 | 0.001173 | 0.000829 | 0.000545 | 0.000399 | 0.000216 | 9.9e-05 | 0 | -8.9e-05 | 7.8e-05 | 9.1e-05 | 0.000295 | 0.000514 | 0.000793 | 0.001119 | 0.001308 | 0.001567
-0.003619 | -0.003463 | -0.003044 | -0.002813 | -0.002334 | -0.00203 | -0.001717 | -0.00137 | -0.000869 | -0.00051 | -7.9e-05 | 0.000346 | 0.000757 | 0.001149 | 0.001557 | 0.001361 | 0.001212 | 0.00095 | 0.000693 | 0.000373 | 0.000122 | -6e-06 | 0 | -0.000129 | 6.5e-05 | 9e-05 | 0.000313 | 0.000459 | 0.000819 | 0.001121 | 0.001296 | 0.00149
-0.003905 | -0.00366 | -0.00318 | -0.00288 | -0.002378 | -0.002145 | -0.001724 | -0.001501 | -0.00108 | -0.000681 | -0.000211 | 0.000255 | 0.000749 | 0.001209 | 0.001401 | 0.001441 | 0.001171 | 0.000886 | 0.000503 | 0.000368 | 0.000144 | 0 | 0 | -0.000165 | 2.4e-05 | 5.1e-05 | 0.000177 | 0.000351 | 0.000677 | 0.001023 | 0.001166 | 0.001338
-0.00323 | -0.003027 | -0.002622 | -0.002476 | -0.002061 | -0.001826 | -0.0015 | -0.001246 | -0.000746 | -0.000309 | 7.8e-05 | 0.00059 | 0.00105 | 0.001336 | 0.001638 | 0.001572 | 0.00135 | 0.000993 | 0.000766 | 0.000478 | 0.000258 | 9e-05 | 0 | -1.7e-05 | 1.6e-05 | -1.3e-05 | 0.000234 | 0.000372 | 0.00059 | 0.000908 | 0.001073 | 0.001194
-0.003249 | -0.003035 | -0.002582 | -0.002293 | -0.001822 | -0.001535 | -0.001217 | -0.000934 | -0.000479 | -0.000228 | 0.000251 | 0.000643 | 0.001013 | 0.001396 | 0.001744 | 0.001641 | 0.001401 | 0.001101 | 0.000732 | 0.000528 | 0.000156 | -4e-06 | 0 | -0.000145 | 5.8e-05 | 2.8e-05 | 0.000147 | 0.000215 | 0.000619 | 0.00084 | 0.000982 | 0.001104
-0.003461 | -0.003202 | -0.002669 | -0.002402 | -0.001915 | -0.001719 | -0.001309 | -0.001162 | -0.000683 | -0.00031 | 9.4e-05 | 0.000481 | 0.000954 | 0.001395 | 0.001589 | 0.001616 | 0.001203 | 0.000947 | 0.000464 | 0.000363 | 0.000152 | -3.2e-05 | 0 | -0.000195 | -0.000118 | -0.000183 | 1.9e-05 | 0.000143 | 0.00033 | 0.000653 | 0.000814 | 0.000887
-0.002681 | -0.002509 | -0.002179 | -0.002061 | -0.001676 | -0.00142 | -0.001208 | -0.000884 | -0.000404 | -6.7e-05 | 0.000374 | 0.000792 | 0.001206 | 0.001465 | 0.001746 | 0.001721 | 0.001471 | 0.001054 | 0.000794 | 0.000544 | 0.000224 | 7.2e-05 | 0 | -0.000164 | -6e-05 | -9.4e-05 | 9.2e-05 | 0.000221 | 0.000446 | 0.000665 | 0.000794 | 0.000946
-0.002815 | -0.002555 | -0.002055 | -0.001781 | -0.001305 | -0.001101 | -0.000687 | -0.000504 | -8.7e-05 | 0.000153 | 0.000623 | 0.000924 | 0.001329 | 0.001679 | 0.002022 | 0.001874 | 0.00157 | 0.001314 | 0.000914 | 0.000676 | 0.000314 | 0.000191 | 0 | -0.000111 | 0.000205 | 6.5e-05 | 0.000179 | 0.000192 | 0.000516 | 0.000755 | 0.000879 | 0.000923
-0.003073 | -0.002814 | -0.002331 | -0.002153 | -0.001764 | -0.001515 | -0.001123 | -0.001062 | -0.000603 | -0.000147 | 0.00017 | 0.00067 | 0.001091 | 0.00141 | 0.001579 | 0.001575 | 0.001291 | 0.000936 | 0.000634 | 0.000433 | 7e-05 | -2e-05 | 0 | -0.000293 | -0.000134 | -0.00023 | -0.000168 | 4.6e-05 | 0.00016 | 0.000435 | 0.000507 | 0.000673
-0.002803 | -0.002603 | -0.002196 | -0.001956 | -0.001552 | -0.001309 | -0.001127 | -0.000707 | -0.000214 | 6.6e-05 | 0.000437 | 0.000799 | 0.001161 | 0.001573 | 0.001875 | 0.001758 | 0.001458 | 0.001141 | 0.000821 | 0.000548 | 0.00012 | 6.8e-05 | 0 | -0.000158 | -6.2e-05 | -0.000102 | -8e-06 | 1.3e-05 | 0.000311 | 0.000463 | 0.000543 | 0.000566
-0.002995 | -0.002676 | -0.002092 | -0.001824 | -0.001319 | -0.001176 | -0.000728 | -0.000631 | -0.000181 | 4.5e-05 | 0.000449 | 0.000832 | 0.001296 | 0.001639 | 0.001878 | 0.001766 | 0.001434 | 0.001229 | 0.000681 | 0.000598 | 0.000313 | 0.000123 | 0 | -0.000196 | -1.9e-05 | -7.6e-05 | -8.4e-05 | -4.3e-05 | 0.000251 | 0.000435 | 0.00051 | 0.000543
-0.002663 | -0.002424 | -0.001994 | -0.001846 | -0.001539 | -0.001241 | -0.001017 | -0.000767 | -0.000301 | 2.2e-05 | 0.000469 | 0.000892 | 0.001242 | 0.001574 | 0.001762 | 0.001661 | 0.001441 | 0.001051 | 0.000747 | 0.000498 | 0.000154 | 1e-05 | 0 | -0.00024 | -0.000195 | -0.000324 | -0.000187 | -1e-06 | 0.000119 | 0.000306 | 0.000356 | 0.00058
-0.002621 | -0.002398 | -0.001932 | -0.001775 | -0.001274 | -0.001131 | -0.00073 | -0.000576 | -8.7e-05 | 0.000176 | 0.000585 | 0.000849 | 0.0013 | 0.001619 | 0.001931 | 0.001782 | 0.001533 | 0.001137 | 0.00082 | 0.00069 | 0.000286 | 4.6e-05 | 0 | -0.000128 | 6.1e-05 | -9.2e-05 | 4.7e-05 | 9.9e-05 | 0.000265 | 0.000405 | 0.000519 | 0.000546
-0.003068 | -0.002717 | -0.002067 | -0.001838 | -0.001356 | -0.001099 | -0.000795 | -0.000729 | -0.000237 | 4.5e-05 | 0.000424 | 0.00079 | 0.001294 | 0.001604 | 0.001797 | 0.001725 | 0.001303 | 0.001082 | 0.00065 | 0.000465 | 0.000222 | -3.7e-05 | 0 | -0.000231 | -0.000194 | -0.000245 | -0.000317 | -0.000211 | -2.6e-05 | 0.000152 | 0.000214 | 0.000238

## 241_CC_taarray
0.058145 | 0.051012 | 0.049331 | 0.047418 | 0.045615 | 0.044246 | 0.042167 | 0.040161 | 0.037846 | 0.036081 | 0.032303 | 0.030426 | 0.029463 | 0.025162 | 0.02422 | 0.02124 | 0.018744 | 0.017107 | 0.015715 | 0.01281 | 0.011184 | 0.007954 | 0.005195 | 0.003809 | 0.004121 | 0 | -0.003092 | -0.004672 | -0.006801 | -0.009596 | -0.010721 | -0.013613 | -0.01518 | -0.016597 | -0.017849
0.053862 | 0.047848 | 0.046438 | 0.045044 | 0.04338 | 0.042594 | 0.040732 | 0.039467 | 0.03635 | 0.034981 | 0.030973 | 0.029199 | 0.02783 | 0.02458 | 0.022932 | 0.020894 | 0.017589 | 0.015636 | 0.015033 | 0.011978 | 0.01009 | 0.007306 | 0.004254 | 0.003014 | 0.002907 | 0 | -0.00266 | -0.00507 | -0.005957 | -0.008724 | -0.010427 | -0.012924 | -0.014428 | -0.016085 | -0.017426
0.050741 | 0.045794 | 0.044736 | 0.043315 | 0.041869 | 0.040822 | 0.039007 | 0.037793 | 0.034625 | 0.03298 | 0.030143 | 0.027994 | 0.026951 | 0.023875 | 0.021725 | 0.019841 | 0.016867 | 0.015184 | 0.014103 | 0.011516 | 0.00966 | 0.007021 | 0.0042 | 0.002856 | 0.003126 | 0 | -0.002556 | -0.004501 | -0.006316 | -0.00865 | -0.010174 | -0.012879 | -0.013986 | -0.015444 | -0.01655
0.049193 | 0.044185 | 0.043086 | 0.041616 | 0.040161 | 0.039172 | 0.037459 | 0.036102 | 0.033846 | 0.032233 | 0.028798 | 0.027136 | 0.02589 | 0.022709 | 0.020972 | 0.018891 | 0.016519 | 0.014696 | 0.013621 | 0.011269 | 0.009407 | 0.007255 | 0.004359 | 0.003154 | 0.002894 | 0 | -0.002106 | -0.004172 | -0.005493 | -0.007993 | -0.008813 | -0.011044 | -0.013024 | -0.014246 | -0.015065
0.04481 | 0.040323 | 0.039121 | 0.038167 | 0.037066 | 0.035805 | 0.034403 | 0.0337 | 0.030971 | 0.02967 | 0.027175 | 0.02538 | 0.024093 | 0.021283 | 0.019378 | 0.017619 | 0.014917 | 0.01344 | 0.012639 | 0.009914 | 0.008625 | 0.006137 | 0.003947 | 0.002784 | 0.002426 | 0 | -0.002019 | -0.003608 | -0.005043 | -0.007565 | -0.008336 | -0.0102 | -0.011634 | -0.012935 | -0.013769
0.041912 | 0.037679 | 0.036864 | 0.035826 | 0.034929 | 0.033666 | 0.032522 | 0.03136 | 0.029329 | 0.027893 | 0.025489 | 0.023885 | 0.022439 | 0.019735 | 0.018285 | 0.016585 | 0.014033 | 0.012442 | 0.011871 | 0.009738 | 0.008165 | 0.006068 | 0.003741 | 0.002672 | 0.002299 | 0 | -0.002126 | -0.003501 | -0.004923 | -0.006902 | -0.00751 | -0.0097 | -0.010833 | -0.012211 | -0.013153
0.038034 | 0.034446 | 0.033597 | 0.032757 | 0.031901 | 0.031007 | 0.02979 | 0.028842 | 0.027204 | 0.025774 | 0.023463 | 0.021933 | 0.020515 | 0.018403 | 0.016694 | 0.014835 | 0.012653 | 0.011319 | 0.010602 | 0.008384 | 0.006773 | 0.005235 | 0.00337 | 0.002395 | 0.00219 | 0 | -0.001636 | -0.003394 | -0.004688 | -0.005895 | -0.007038 | -0.008663 | -0.010023 | -0.010775 | -0.011665
0.03555 | 0.032068 | 0.031234 | 0.030626 | 0.029752 | 0.028835 | 0.027811 | 0.026898 | 0.025248 | 0.02411 | 0.021769 | 0.020266 | 0.01907 | 0.016796 | 0.014927 | 0.013712 | 0.011744 | 0.010484 | 0.009641 | 0.007827 | 0.006711 | 0.005192 | 0.003339 | 0.00248 | 0.002102 | 0 | -0.001629 | -0.002985 | -0.003868 | -0.005765 | -0.006614 | -0.00782 | -0.009057 | -0.009796 | -0.010423
0.032905 | 0.029605 | 0.028902 | 0.028042 | 0.027485 | 0.026758 | 0.025759 | 0.024685 | 0.023301 | 0.021874 | 0.020041 | 0.018531 | 0.017318 | 0.01522 | 0.013716 | 0.012327 | 0.010666 | 0.009534 | 0.008847 | 0.00735 | 0.006032 | 0.004507 | 0.002921 | 0.001845 | 0.001677 | 0 | -0.001559 | -0.003001 | -0.00382 | -0.005427 | -0.005898 | -0.007468 | -0.008395 | -0.009244 | -0.009633
0.030456 | 0.027342 | 0.026664 | 0.025968 | 0.025534 | 0.024772 | 0.02393 | 0.023055 | 0.021725 | 0.020415 | 0.018659 | 0.017067 | 0.016266 | 0.014163 | 0.012937 | 0.011321 | 0.009907 | 0.008794 | 0.008188 | 0.006428 | 0.00568 | 0.004425 | 0.002878 | 0.001805 | 0.001857 | 0 | -0.001265 | -0.002189 | -0.003201 | -0.004577 | -0.005294 | -0.006507 | -0.007548 | -0.007833 | -0.008518
0.028085 | 0.024909 | 0.02445 | 0.023808 | 0.023302 | 0.022601 | 0.0218 | 0.021031 | 0.019471 | 0.018558 | 0.01691 | 0.015623 | 0.014481 | 0.012853 | 0.011487 | 0.01033 | 0.008728 | 0.007933 | 0.007399 | 0.005994 | 0.004822 | 0.003868 | 0.002517 | 0.001751 | 0.001614 | 0 | -0.001082 | -0.002286 | -0.003164 | -0.004357 | -0.004973 | -0.005938 | -0.006785 | -0.007464 | -0.007744
0.026182 | 0.023085 | 0.022582 | 0.021949 | 0.021512 | 0.021001 | 0.02019 | 0.019316 | 0.017897 | 0.017011 | 0.015401 | 0.014198 | 0.013057 | 0.011476 | 0.010249 | 0.009086 | 0.007725 | 0.006961 | 0.006528 | 0.005154 | 0.00446 | 0.003539 | 0.002141 | 0.001514 | 0.00144 | 0 | -0.001027 | -0.002272 | -0.002992 | -0.003959 | -0.004609 | -0.005443 | -0.006302 | -0.00668 | -0.007149
0.024113 | 0.021339 | 0.020782 | 0.020364 | 0.019997 | 0.019428 | 0.018667 | 0.018032 | 0.016921 | 0.015794 | 0.014468 | 0.013146 | 0.012219 | 0.010527 | 0.009544 | 0.008419 | 0.007174 | 0.006438 | 0.00602 | 0.005049 | 0.004123 | 0.003335 | 0.00212 | 0.001515 | 0.001387 | 0 | -0.000954 | -0.001788 | -0.002432 | -0.003676 | -0.003861 | -0.004962 | -0.005485 | -0.006044 | -0.006283
0.022483 | 0.019896 | 0.019481 | 0.019074 | 0.0187 | 0.018135 | 0.017347 | 0.016638 | 0.015459 | 0.014467 | 0.013193 | 0.012032 | 0.011087 | 0.009646 | 0.008569 | 0.007682 | 0.006513 | 0.005891 | 0.005539 | 0.004495 | 0.003811 | 0.003043 | 0.001871 | 0.001275 | 0.001251 | 0 | -0.000924 | -0.001836 | -0.002392 | -0.003345 | -0.003698 | -0.004559 | -0.005146 | -0.005334 | -0.005815
0.021183 | 0.018616 | 0.018123 | 0.017742 | 0.017324 | 0.016883 | 0.016227 | 0.015541 | 0.014542 | 0.013586 | 0.012365 | 0.011175 | 0.010367 | 0.008852 | 0.007837 | 0.006929 | 0.005997 | 0.005366 | 0.00504 | 0.004066 | 0.003452 | 0.00276 | 0.001782 | 0.001309 | 0.001233 | 0 | -0.000859 | -0.001525 | -0.0021 | -0.002995 | -0.003358 | -0.004094 | -0.004666 | -0.004907 | -0.005031
0.019631 | 0.017286 | 0.016946 | 0.016625 | 0.016367 | 0.015864 | 0.015419 | 0.014613 | 0.013555 | 0.012837 | 0.011644 | 0.010449 | 0.009477 | 0.008201 | 0.007265 | 0.006347 | 0.005454 | 0.004893 | 0.00464 | 0.003772 | 0.003187 | 0.002611 | 0.001613 | 0.001097 | 0.001016 | 0 | -0.000824 | -0.001601 | -0.001914 | -0.002752 | -0.003261 | -0.003722 | -0.004278 | -0.004473 | -0.004757
0.018738 | 0.016442 | 0.016153 | 0.015792 | 0.015497 | 0.015057 | 0.014495 | 0.0138 | 0.012688 | 0.011841 | 0.010779 | 0.009783 | 0.008851 | 0.007634 | 0.006728 | 0.006068 | 0.005113 | 0.004554 | 0.004313 | 0.003615 | 0.002957 | 0.002454 | 0.001631 | 0.00109 | 0.000942 | 0 | -0.000665 | -0.001486 | -0.001922 | -0.002585 | -0.002848 | -0.003513 | -0.00393 | -0.004076 | -0.004327
0.0175 | 0.015357 | 0.014966 | 0.014678 | 0.014422 | 0.01408 | 0.013683 | 0.012949 | 0.012051 | 0.011231 | 0.010181 | 0.009078 | 0.008414 | 0.007157 | 0.006258 | 0.005447 | 0.004674 | 0.004196 | 0.003954 | 0.003215 | 0.002739 | 0.002234 | 0.001444 | 0.001024 | 0.000936 | 0 | -0.000629 | -0.001241 | -0.001736 | -0.002353 | -0.002592 | -0.003058 | -0.003516 | -0.003635 | -0.003657
0.016467 | 0.014305 | 0.014034 | 0.013906 | 0.013655 | 0.013327 | 0.012823 | 0.01216 | 0.011306 | 0.010558 | 0.00949 | 0.008445 | 0.007584 | 0.00656 | 0.005746 | 0.005034 | 0.004324 | 0.003903 | 0.00367 | 0.003141 | 0.002615 | 0.002119 | 0.001396 | 0.000957 | 0.000966 | 0 | -0.000601 | -0.001143 | -0.001516 | -0.002198 | -0.002349 | -0.002795 | -0.003276 | -0.003333 | -0.003381
0.015293 | 0.013461 | 0.013184 | 0.012987 | 0.012797 | 0.012538 | 0.012043 | 0.011347 | 0.010515 | 0.009853 | 0.008853 | 0.00796 | 0.007135 | 0.006177 | 0.00529 | 0.004706 | 0.00408 | 0.003476 | 0.003403 | 0.002814 | 0.002421 | 0.001951 | 0.001258 | 0.000839 | 0.000839 | 0 | -0.000632 | -0.001229 | -0.001517 | -0.002027 | -0.002195 | -0.002713 | -0.002988 | -0.003075 | -0.003116
0.014437 | 0.012578 | 0.012274 | 0.012128 | 0.011997 | 0.011763 | 0.011402 | 0.010789 | 0.010089 | 0.009378 | 0.008479 | 0.007432 | 0.006755 | 0.005802 | 0.004961 | 0.004338 | 0.003697 | 0.003281 | 0.00314 | 0.002663 | 0.002187 | 0.001838 | 0.001225 | 0.000865 | 0.00072 | 0 | -0.000457 | -0.000955 | -0.001342 | -0.001861 | -0.002021 | -0.002327 | -0.002648 | -0.002773 | -0.002708
0.013691 | 0.012013 | 0.011865 | 0.011737 | 0.011653 | 0.011341 | 0.011023 | 0.01044 | 0.009631 | 0.008997 | 0.008129 | 0.007242 | 0.006401 | 0.005465 | 0.004792 | 0.004217 | 0.003564 | 0.00325 | 0.003008 | 0.002552 | 0.002135 | 0.00179 | 0.00126 | 0.000863 | 0.000768 | 0 | -0.000398 | -0.000942 | -0.00118 | -0.001627 | -0.001879 | -0.002243 | -0.002451 | -0.002599 | -0.002555
0.013045 | 0.011394 | 0.011164 | 0.011002 | 0.010964 | 0.010696 | 0.010402 | 0.009857 | 0.009145 | 0.00849 | 0.0077 | 0.006848 | 0.006095 | 0.005256 | 0.004436 | 0.003885 | 0.00334 | 0.002966 | 0.002774 | 0.002319 | 0.002016 | 0.00166 | 0.001136 | 0.000761 | 0.000641 | 0 | -0.000534 | -0.000925 | -0.001197 | -0.001591 | -0.001742 | -0.00204 | -0.002288 | -0.002381 | -0.002244
0.012417 | 0.010839 | 0.010638 | 0.010638 | 0.01055 | 0.010355 | 0.010092 | 0.00963 | 0.008918 | 0.008294 | 0.007439 | 0.006539 | 0.00589 | 0.004954 | 0.004256 | 0.003697 | 0.003169 | 0.002811 | 0.002696 | 0.002257 | 0.001934 | 0.001503 | 0.000999 | 0.000667 | 0.000616 | 0 | -0.000438 | -0.000824 | -0.001083 | -0.001505 | -0.001666 | -0.001892 | -0.002157 | -0.002264 | -0.002113
0.011999 | 0.010487 | 0.010374 | 0.010267 | 0.010245 | 0.010072 | 0.009749 | 0.009246 | 0.008563 | 0.007941 | 0.007158 | 0.006349 | 0.005565 | 0.004813 | 0.004172 | 0.003659 | 0.0031 | 0.002703 | 0.002578 | 0.002179 | 0.001965 | 0.001575 | 0.000989 | 0.000772 | 0.000629 | 0 | -0.000388 | -0.000767 | -0.000976 | -0.001367 | -0.001485 | -0.001758 | -0.001952 | -0.002011 | -0.001969
0.011361 | 0.009962 | 0.009717 | 0.009678 | 0.009704 | 0.009504 | 0.009266 | 0.008875 | 0.008246 | 0.007665 | 0.00691 | 0.006094 | 0.005441 | 0.004564 | 0.003875 | 0.003367 | 0.002885 | 0.002533 | 0.002342 | 0.001972 | 0.001651 | 0.001342 | 0.000897 | 0.000599 | 0.000533 | 0 | -0.000408 | -0.000841 | -0.00104 | -0.00133 | -0.001505 | -0.001687 | -0.001861 | -0.001951 | -0.001797
0.010914 | 0.009614 | 0.00954 | 0.009518 | 0.00955 | 0.00935 | 0.009147 | 0.008662 | 0.008022 | 0.007501 | 0.006739 | 0.005964 | 0.005282 | 0.00448 | 0.003778 | 0.003283 | 0.002813 | 0.002463 | 0.002283 | 0.001948 | 0.001665 | 0.001335 | 0.000878 | 0.000637 | 0.000517 | 0 | -0.000446 | -0.000735 | -0.000904 | -0.001247 | -0.001377 | -0.00157 | -0.001738 | -0.001799 | -0.00159
0.010624 | 0.009382 | 0.009284 | 0.009266 | 0.009236 | 0.009064 | 0.008898 | 0.008453 | 0.007816 | 0.007245 | 0.006589 | 0.005769 | 0.00514 | 0.00439 | 0.003697 | 0.003273 | 0.002765 | 0.002435 | 0.00226 | 0.00198 | 0.00164 | 0.001303 | 0.000937 | 0.000603 | 0.000522 | 0 | -0.000343 | -0.000689 | -0.000942 | -0.001226 | -0.001279 | -0.001436 | -0.001567 | -0.001646 | -0.001532
0.010217 | 0.009077 | 0.008943 | 0.008938 | 0.009014 | 0.00892 | 0.00874 | 0.008318 | 0.007754 | 0.007154 | 0.006524 | 0.00573 | 0.005157 | 0.004325 | 0.003662 | 0.003143 | 0.002695 | 0.002364 | 0.002169 | 0.001788 | 0.001519 | 0.001223 | 0.000822 | 0.000567 | 0.000422 | 0 | -0.000344 | -0.00066 | -0.000864 | -0.001168 | -0.001215 | -0.00144 | -0.001559 | -0.001591 | -0.001414
0.009858 | 0.00883 | 0.008794 | 0.008796 | 0.00887 | 0.008728 | 0.008531 | 0.008128 | 0.0076 | 0.007076 | 0.006419 | 0.005684 | 0.00507 | 0.004293 | 0.003627 | 0.00316 | 0.002687 | 0.002355 | 0.002137 | 0.001835 | 0.001539 | 0.001224 | 0.000902 | 0.00056 | 0.000448 | 0 | -0.000292 | -0.000605 | -0.000817 | -0.00101 | -0.001153 | -0.001328 | -0.001475 | -0.001526 | -0.001329
0.009645 | 0.008701 | 0.008596 | 0.008598 | 0.008627 | 0.008615 | 0.008436 | 0.008055 | 0.007463 | 0.006973 | 0.006366 | 0.005648 | 0.004983 | 0.00433 | 0.003667 | 0.003226 | 0.002717 | 0.002367 | 0.00213 | 0.001802 | 0.001504 | 0.001237 | 0.000904 | 0.000603 | 0.000483 | 0 | -0.000267 | -0.00061 | -0.000788 | -0.001021 | -0.001066 | -0.001293 | -0.001385 | -0.001445 | -0.001273
0.009193 | 0.00829 | 0.008228 | 0.008305 | 0.008448 | 0.008357 | 0.00822 | 0.007891 | 0.007381 | 0.006878 | 0.006254 | 0.005564 | 0.004999 | 0.004255 | 0.003617 | 0.003103 | 0.002658 | 0.002332 | 0.002088 | 0.001737 | 0.00148 | 0.001173 | 0.000822 | 0.000526 | 0.000418 | 0 | -0.000327 | -0.00056 | -0.00073 | -0.000979 | -0.001083 | -0.00121 | -0.00131 | -0.001403 | -0.001177
0.008794 | 0.008031 | 0.008064 | 0.00816 | 0.008183 | 0.008164 | 0.008034 | 0.00771 | 0.007168 | 0.006721 | 0.006133 | 0.005462 | 0.004859 | 0.00426 | 0.003592 | 0.003182 | 0.002658 | 0.002358 | 0.002087 | 0.001738 | 0.001435 | 0.001161 | 0.000855 | 0.000546 | 0.000416 | 0 | -0.000313 | -0.000516 | -0.000728 | -0.000946 | -0.001014 | -0.001179 | -0.001306 | -0.001331 | -0.001192
0.008314 | 0.007755 | 0.007733 | 0.007803 | 0.007952 | 0.00798 | 0.007879 | 0.007551 | 0.007091 | 0.0067 | 0.006099 | 0.005464 | 0.004888 | 0.004248 | 0.003659 | 0.003202 | 0.002717 | 0.002349 | 0.002076 | 0.001732 | 0.001458 | 0.001175 | 0.000827 | 0.000554 | 0.000426 | 0 | -0.000221 | -0.000475 | -0.000619 | -0.000864 | -0.000943 | -0.001047 | -0.001142 | -0.001205 | -0.001061
0.00745 | 0.006972 | 0.007138 | 0.007321 | 0.007503 | 0.007523 | 0.007422 | 0.007212 | 0.006791 | 0.006406 | 0.005916 | 0.005298 | 0.004799 | 0.00417 | 0.003594 | 0.003126 | 0.002656 | 0.002291 | 0.002029 | 0.001713 | 0.001384 | 0.001139 | 0.000798 | 0.000498 | 0.00036 | 0 | -0.000265 | -0.000438 | -0.000616 | -0.000811 | -0.000871 | -0.001046 | -0.001152 | -0.001187 | -0.001051
0.007176 | 0.006836 | 0.006971 | 0.007173 | 0.00736 | 0.00745 | 0.00735 | 0.0071 | 0.006656 | 0.006332 | 0.00588 | 0.005334 | 0.004817 | 0.004215 | 0.003672 | 0.003232 | 0.002726 | 0.002404 | 0.002115 | 0.001777 | 0.001476 | 0.00115 | 0.000835 | 0.000559 | 0.000408 | 0 | -0.000278 | -0.000432 | -0.000616 | -0.000782 | -0.000864 | -0.000964 | -0.001082 | -0.001189 | -0.001018
0.006772 | 0.006468 | 0.006564 | 0.006773 | 0.007085 | 0.007115 | 0.007083 | 0.006908 | 0.006552 | 0.006172 | 0.005781 | 0.005226 | 0.004801 | 0.004172 | 0.003625 | 0.003206 | 0.002775 | 0.002358 | 0.002086 | 0.001664 | 0.001414 | 0.001124 | 0.000772 | 0.000542 | 0.000393 | 0 | -0.000196 | -0.00042 | -0.000571 | -0.000753 | -0.00084 | -0.000941 | -0.00104 | -0.001085 | -0.000948
0.00639 | 0.006122 | 0.006316 | 0.006561 | 0.006773 | 0.006878 | 0.00689 | 0.00667 | 0.006308 | 0.006011 | 0.005576 | 0.005109 | 0.004646 | 0.004125 | 0.003572 | 0.003158 | 0.002667 | 0.002303 | 0.002013 | 0.001663 | 0.001375 | 0.001093 | 0.000717 | 0.000438 | 0.000367 | 0 | -0.000247 | -0.000433 | -0.000604 | -0.000798 | -0.000848 | -0.000969 | -0.001095 | -0.001167 | -0.001034
0.005995 | 0.005818 | 0.005977 | 0.006199 | 0.006465 | 0.006607 | 0.006577 | 0.006397 | 0.00606 | 0.005791 | 0.005438 | 0.004965 | 0.004523 | 0.003986 | 0.003506 | 0.003099 | 0.002631 | 0.002259 | 0.001951 | 0.001615 | 0.001281 | 0.001044 | 0.000689 | 0.000411 | 0.00035 | 0 | -0.000256 | -0.000463 | -0.000621 | -0.000747 | -0.000846 | -0.000947 | -0.001036 | -0.001109 | -0.000968
0.005643 | 0.005473 | 0.005662 | 0.005942 | 0.006214 | 0.006367 | 0.006377 | 0.00622 | 0.005943 | 0.005694 | 0.005295 | 0.004854 | 0.004442 | 0.003881 | 0.003436 | 0.003017 | 0.002589 | 0.002199 | 0.001907 | 0.001552 | 0.001232 | 0.00102 | 0.000708 | 0.000425 | 0.000331 | 0 | -0.000196 | -0.000375 | -0.00055 | -0.000713 | -0.000733 | -0.000816 | -0.000977 | -0.001038 | -0.000886
0.005646 | 0.005456 | 0.005695 | 0.00594 | 0.00617 | 0.006288 | 0.006315 | 0.006122 | 0.00583 | 0.005584 | 0.005187 | 0.004801 | 0.00434 | 0.003849 | 0.003378 | 0.003019 | 0.002576 | 0.002188 | 0.001902 | 0.00159 | 0.001274 | 0.001014 | 0.000723 | 0.000477 | 0.000361 | 0 | -0.000186 | -0.000353 | -0.000483 | -0.000621 | -0.000716 | -0.000822 | -0.000918 | -0.000993 | -0.000853
0.005614 | 0.005382 | 0.005514 | 0.005771 | 0.005984 | 0.006139 | 0.006143 | 0.005993 | 0.005663 | 0.005466 | 0.005071 | 0.004642 | 0.004253 | 0.00374 | 0.003249 | 0.00285 | 0.002471 | 0.002075 | 0.001801 | 0.001454 | 0.001174 | 0.000937 | 0.000638 | 0.000399 | 0.000316 | 0 | -0.000207 | -0.000362 | -0.000511 | -0.000665 | -0.00071 | -0.000813 | -0.000883 | -0.000914 | -0.000798
0.005524 | 0.005347 | 0.005523 | 0.005732 | 0.00599 | 0.006091 | 0.00612 | 0.005929 | 0.005674 | 0.005417 | 0.005003 | 0.004552 | 0.004187 | 0.003665 | 0.003191 | 0.002783 | 0.002344 | 0.001971 | 0.001724 | 0.001383 | 0.001144 | 0.000917 | 0.000643 | 0.000389 | 0.000312 | 0 | -0.0002 | -0.000316 | -0.000471 | -0.000621 | -0.000699 | -0.000806 | -0.000858 | -0.000886 | -0.000741
0.005451 | 0.005313 | 0.005472 | 0.005672 | 0.00589 | 0.006035 | 0.005996 | 0.005834 | 0.005541 | 0.005291 | 0.004899 | 0.004466 | 0.004048 | 0.003583 | 0.003074 | 0.002756 | 0.002303 | 0.001977 | 0.001707 | 0.001388 | 0.001164 | 0.000908 | 0.00065 | 0.000418 | 0.000322 | 0 | -0.000145 | -0.000316 | -0.000408 | -0.000597 | -0.000649 | -0.000721 | -0.000784 | -0.000807 | -0.000646
0.00316 | 0.00383 | 0.004241 | 0.004644 | 0.005012 | 0.00523 | 0.005303 | 0.005246 | 0.005035 | 0.004893 | 0.004574 | 0.004209 | 0.003781 | 0.003298 | 0.002778 | 0.002445 | 0.002001 | 0.001711 | 0.001477 | 0.001226 | 0.000994 | 0.000765 | 0.000562 | 0.000355 | 0.000299 | 0 | -0.000194 | -0.000331 | -0.00044 | -0.000593 | -0.000608 | -0.000754 | -0.000828 | -0.000835 | -0.000729
0.003689 | 0.004306 | 0.004606 | 0.004941 | 0.005262 | 0.005495 | 0.005529 | 0.005478 | 0.005252 | 0.005085 | 0.004743 | 0.004373 | 0.003896 | 0.00341 | 0.002875 | 0.002519 | 0.002075 | 0.001742 | 0.001483 | 0.001217 | 0.000971 | 0.000797 | 0.000568 | 0.000364 | 0.000317 | 0 | -0.000134 | -0.000333 | -0.000414 | -0.000568 | -0.000562 | -0.000713 | -0.000803 | -0.000799 | -0.000678
0.003975 | 0.004534 | 0.004837 | 0.005185 | 0.005437 | 0.00567 | 0.005713 | 0.005654 | 0.005377 | 0.005192 | 0.004857 | 0.004428 | 0.003993 | 0.003443 | 0.002876 | 0.002494 | 0.002037 | 0.001737 | 0.001421 | 0.001172 | 0.000969 | 0.000744 | 0.000566 | 0.00035 | 0.00029 | 0 | -0.000158 | -0.000272 | -0.000406 | -0.000522 | -0.000555 | -0.000655 | -0.000716 | -0.000752 | -0.000596
0.004508 | 0.004872 | 0.005149 | 0.005423 | 0.005697 | 0.005856 | 0.005863 | 0.005759 | 0.005518 | 0.005277 | 0.004893 | 0.004503 | 0.004024 | 0.003463 | 0.002921 | 0.002508 | 0.002073 | 0.001675 | 0.001432 | 0.001195 | 0.000987 | 0.000741 | 0.000534 | 0.000349 | 0.000301 | 0 | -0.000147 | -0.000308 | -0.000418 | -0.000557 | -0.000558 | -0.000652 | -0.000731 | -0.000711 | -0.000627
0.005193 | 0.005398 | 0.005579 | 0.005804 | 0.006045 | 0.006187 | 0.00618 | 0.006032 | 0.00573 | 0.005523 | 0.005103 | 0.004621 | 0.004137 | 0.003571 | 0.002965 | 0.002528 | 0.002083 | 0.001698 | 0.001426 | 0.001172 | 0.000968 | 0.000749 | 0.000563 | 0.000354 | 0.000278 | 0 | -0.000144 | -0.000262 | -0.000341 | -0.000516 | -0.000504 | -0.000619 | -0.000677 | -0.000637 | -0.000523
0.005736 | 0.005818 | 0.005928 | 0.006131 | 0.006318 | 0.00639 | 0.006377 | 0.006176 | 0.005836 | 0.005589 | 0.005176 | 0.004662 | 0.004143 | 0.00356 | 0.002914 | 0.002514 | 0.002045 | 0.00169 | 0.001434 | 0.001179 | 0.000954 | 0.000727 | 0.000507 | 0.000348 | 0.000271 | 0 | -0.000135 | -0.00025 | -0.000385 | -0.000504 | -0.000482 | -0.000556 | -0.000627 | -0.000564 | -0.000435
0.006103 | 0.006058 | 0.006186 | 0.006337 | 0.006468 | 0.006499 | 0.00645 | 0.006223 | 0.005923 | 0.005607 | 0.005192 | 0.004711 | 0.00413 | 0.003551 | 0.002941 | 0.002466 | 0.001997 | 0.001635 | 0.001376 | 0.001122 | 0.000912 | 0.000715 | 0.000494 | 0.000333 | 0.000242 | 0 | -0.000119 | -0.000259 | -0.000352 | -0.000504 | -0.000483 | -0.000546 | -0.000601 | -0.000547 | -0.000404
0.006452 | 0.006255 | 0.006254 | 0.006399 | 0.006555 | 0.006581 | 0.0065 | 0.006266 | 0.005914 | 0.005613 | 0.005166 | 0.004633 | 0.004085 | 0.003444 | 0.002784 | 0.002334 | 0.001902 | 0.001554 | 0.001301 | 0.001063 | 0.00086 | 0.000748 | 0.00051 | 0.000311 | 0.000263 | 0 | -0.00016 | -0.000255 | -0.000368 | -0.000491 | -0.00051 | -0.000543 | -0.000576 | -0.000502 | -0.000351
0.006509 | 0.006318 | 0.006365 | 0.006466 | 0.006548 | 0.006556 | 0.006397 | 0.006154 | 0.0058 | 0.005524 | 0.005041 | 0.004507 | 0.003938 | 0.00331 | 0.002687 | 0.002235 | 0.001758 | 0.001483 | 0.001251 | 0.001005 | 0.000857 | 0.000707 | 0.000511 | 0.000314 | 0.000294 | 0 | -0.000109 | -0.000226 | -0.000351 | -0.000446 | -0.000468 | -0.000495 | -0.000522 | -0.000446 | -0.000294
0.006558 | 0.006257 | 0.006257 | 0.006346 | 0.006425 | 0.006458 | 0.00631 | 0.006041 | 0.005687 | 0.005335 | 0.00487 | 0.004375 | 0.003779 | 0.003145 | 0.002547 | 0.002042 | 0.001638 | 0.001343 | 0.001137 | 0.000936 | 0.000819 | 0.00062 | 0.000464 | 0.00032 | 0.00028 | 0 | -0.000155 | -0.000272 | -0.000321 | -0.000451 | -0.000446 | -0.000502 | -0.000504 | -0.000422 | -0.00027
0.006446 | 0.006139 | 0.006139 | 0.00623 | 0.006308 | 0.006324 | 0.006172 | 0.005962 | 0.005561 | 0.005229 | 0.004788 | 0.004221 | 0.003676 | 0.002993 | 0.002387 | 0.001921 | 0.001528 | 0.001247 | 0.001041 | 0.000876 | 0.000731 | 0.000584 | 0.000451 | 0.000281 | 0.000227 | 0 | -0.000177 | -0.000292 | -0.000349 | -0.000486 | -0.000495 | -0.000499 | -0.000481 | -0.000422 | -0.000224
0.006222 | 0.005848 | 0.005911 | 0.005974 | 0.006082 | 0.006105 | 0.005962 | 0.005708 | 0.005332 | 0.004999 | 0.004535 | 0.004013 | 0.003454 | 0.002821 | 0.002203 | 0.001756 | 0.001376 | 0.001089 | 0.000951 | 0.000818 | 0.000711 | 0.000549 | 0.000427 | 0.000261 | 0.00024 | 0 | -0.000153 | -0.000259 | -0.000367 | -0.000455 | -0.000431 | -0.000522 | -0.000497 | -0.000407 | -0.00025
0.005912 | 0.005584 | 0.005638 | 0.00571 | 0.005858 | 0.00589 | 0.005742 | 0.005509 | 0.005181 | 0.004865 | 0.004383 | 0.003917 | 0.00329 | 0.002727 | 0.002108 | 0.001684 | 0.001327 | 0.001049 | 0.000908 | 0.000769 | 0.000675 | 0.000579 | 0.000418 | 0.000277 | 0.000235 | 0 | -0.000118 | -0.000253 | -0.000277 | -0.000393 | -0.000388 | -0.000425 | -0.000461 | -0.000341 | -0.000179
0.005509 | 0.005226 | 0.005286 | 0.005396 | 0.005524 | 0.00556 | 0.005486 | 0.005279 | 0.00491 | 0.004578 | 0.004148 | 0.003643 | 0.003098 | 0.002465 | 0.001879 | 0.001501 | 0.001124 | 0.000911 | 0.000775 | 0.000704 | 0.00061 | 0.000519 | 0.000362 | 0.000233 | 0.000233 | 0 | -0.000144 | -0.000214 | -0.000315 | -0.000419 | -0.000397 | -0.000444 | -0.00044 | -0.00038 | -0.000189
0.005264 | 0.005022 | 0.005133 | 0.005284 | 0.005435 | 0.005462 | 0.005372 | 0.005142 | 0.004811 | 0.004536 | 0.004085 | 0.00363 | 0.003089 | 0.002488 | 0.001912 | 0.001524 | 0.00117 | 0.000935 | 0.000806 | 0.000705 | 0.000622 | 0.000524 | 0.000397 | 0.000246 | 0.00024 | 0 | -9.9e-05 | -0.000252 | -0.000327 | -0.00039 | -0.000376 | -0.00045 | -0.000448 | -0.000337 | -0.000136
0.004951 | 0.0048 | 0.004882 | 0.005023 | 0.005171 | 0.00524 | 0.005165 | 0.004949 | 0.004616 | 0.004319 | 0.003911 | 0.003422 | 0.002911 | 0.002339 | 0.001779 | 0.001404 | 0.001063 | 0.000826 | 0.000741 | 0.000642 | 0.000599 | 0.000477 | 0.000362 | 0.000201 | 0.000206 | 0 | -0.000167 | -0.00025 | -0.000278 | -0.000406 | -0.000388 | -0.000412 | -0.000427 | -0.000327 | -0.00013
0.004667 | 0.004504 | 0.004626 | 0.004805 | 0.004955 | 0.005016 | 0.004967 | 0.00478 | 0.004455 | 0.004185 | 0.003779 | 0.003318 | 0.002806 | 0.00225 | 0.001686 | 0.001335 | 0.00101 | 0.000811 | 0.000698 | 0.000621 | 0.000566 | 0.000467 | 0.000343 | 0.0002 | 0.000224 | 0 | -0.00016 | -0.000277 | -0.000337 | -0.000429 | -0.000373 | -0.00042 | -0.000432 | -0.000338 | -0.000125
0.004318 | 0.004206 | 0.004335 | 0.004507 | 0.004696 | 0.004777 | 0.004737 | 0.004526 | 0.004246 | 0.003994 | 0.003591 | 0.003131 | 0.002672 | 0.002137 | 0.001588 | 0.001273 | 0.000948 | 0.000733 | 0.000651 | 0.000601 | 0.000555 | 0.000444 | 0.000329 | 0.000207 | 0.000202 | 0 | -0.000129 | -0.000254 | -0.000295 | -0.000407 | -0.000395 | -0.000414 | -0.000437 | -0.000354 | -0.000138
0.004092 | 0.004038 | 0.004169 | 0.004366 | 0.004548 | 0.004647 | 0.004651 | 0.004442 | 0.004163 | 0.003921 | 0.003532 | 0.003118 | 0.002669 | 0.00211 | 0.001557 | 0.001226 | 0.000937 | 0.000731 | 0.000671 | 0.000612 | 0.000539 | 0.000473 | 0.000347 | 0.000223 | 0.00022 | 0 | -0.000139 | -0.000253 | -0.000293 | -0.000401 | -0.000365 | -0.000354 | -0.000391 | -0.000326 | -0.000101
0.003903 | 0.003849 | 0.004038 | 0.004237 | 0.004441 | 0.004537 | 0.004492 | 0.004304 | 0.004024 | 0.003792 | 0.003428 | 0.003017 | 0.002579 | 0.00203 | 0.001519 | 0.001192 | 0.000874 | 0.000699 | 0.000622 | 0.000579 | 0.000498 | 0.000432 | 0.000329 | 0.000216 | 0.000236 | 0 | -0.000131 | -0.000243 | -0.000298 | -0.000375 | -0.00034 | -0.000379 | -0.0004 | -0.000307 | -9.6e-05
0.003791 | 0.003775 | 0.003939 | 0.004132 | 0.004359 | 0.004438 | 0.00443 | 0.004237 | 0.003941 | 0.003755 | 0.00337 | 0.002961 | 0.002509 | 0.001999 | 0.001489 | 0.00121 | 0.00091 | 0.000706 | 0.000647 | 0.000612 | 0.000529 | 0.000442 | 0.000348 | 0.000248 | 0.000243 | 0 | -8.4e-05 | -0.000217 | -0.000284 | -0.000318 | -0.000321 | -0.000349 | -0.000358 | -0.000293 | -5.1e-05
0.0034 | 0.003474 | 0.003685 | 0.003914 | 0.004138 | 0.00428 | 0.004256 | 0.004101 | 0.003809 | 0.00364 | 0.003266 | 0.002848 | 0.002489 | 0.001902 | 0.001416 | 0.001118 | 0.000812 | 0.000637 | 0.00056 | 0.000514 | 0.000482 | 0.0004 | 0.000308 | 0.000184 | 0.000186 | 0 | -0.000123 | -0.000226 | -0.000261 | -0.000374 | -0.00035 | -0.000346 | -0.000375 | -0.000323 | -7.9e-05
0.003616 | 0.003655 | 0.003838 | 0.004015 | 0.004234 | 0.004327 | 0.004336 | 0.004152 | 0.003865 | 0.00366 | 0.003298 | 0.002895 | 0.002463 | 0.001973 | 0.001474 | 0.00119 | 0.00087 | 0.000685 | 0.000646 | 0.000546 | 0.000504 | 0.000419 | 0.000318 | 0.000181 | 0.000231 | 0 | -0.000129 | -0.000197 | -0.000295 | -0.000344 | -0.000308 | -0.000358 | -0.000338 | -0.000295 | -6.7e-05
0.003456 | 0.003527 | 0.003699 | 0.003932 | 0.004145 | 0.00426 | 0.00426 | 0.004069 | 0.003819 | 0.003628 | 0.003261 | 0.002848 | 0.002435 | 0.001933 | 0.001432 | 0.001204 | 0.00083 | 0.000653 | 0.000616 | 0.000553 | 0.000494 | 0.000376 | 0.00032 | 0.000171 | 0.000201 | 0 | -0.000114 | -0.000228 | -0.000297 | -0.000343 | -0.000369 | -0.00035 | -0.000378 | -0.000308 | -0.000112
0.00353 | 0.0036 | 0.003815 | 0.004046 | 0.004296 | 0.004372 | 0.004348 | 0.004197 | 0.003854 | 0.003722 | 0.003331 | 0.002918 | 0.002508 | 0.002019 | 0.001485 | 0.001235 | 0.000897 | 0.000745 | 0.00067 | 0.000551 | 0.000515 | 0.000427 | 0.000311 | 0.000178 | 0.000206 | 0 | -0.00013 | -0.000248 | -0.000289 | -0.000346 | -0.000344 | -0.000377 | -0.000334 | -0.000337 | -6.8e-05
0.003635 | 0.003704 | 0.003888 | 0.004102 | 0.004338 | 0.004448 | 0.004408 | 0.004253 | 0.003959 | 0.003751 | 0.003416 | 0.002976 | 0.002583 | 0.002055 | 0.00162 | 0.001325 | 0.000943 | 0.000778 | 0.000699 | 0.000628 | 0.000518 | 0.000403 | 0.000328 | 0.000179 | 0.000243 | 0 | -0.000157 | -0.000217 | -0.000283 | -0.000355 | -0.000325 | -0.000398 | -0.000367 | -0.000308 | -0.000121
0.003589 | 0.003648 | 0.003825 | 0.004043 | 0.004279 | 0.004408 | 0.004406 | 0.004223 | 0.003974 | 0.003755 | 0.003381 | 0.002985 | 0.002596 | 0.002068 | 0.00157 | 0.001313 | 0.000962 | 0.000775 | 0.000702 | 0.000593 | 0.000481 | 0.000393 | 0.00027 | 0.000177 | 0.000203 | 0 | -0.000166 | -0.000278 | -0.000335 | -0.000401 | -0.000385 | -0.000403 | -0.000429 | -0.000391 | -0.000152
0.003438 | 0.00353 | 0.003779 | 0.004019 | 0.004262 | 0.004385 | 0.004347 | 0.004252 | 0.003959 | 0.003758 | 0.003394 | 0.002999 | 0.002599 | 0.002104 | 0.001603 | 0.001332 | 0.000997 | 0.000794 | 0.000773 | 0.000614 | 0.000498 | 0.000436 | 0.000319 | 0.000207 | 0.000278 | 0 | -0.000115 | -0.000201 | -0.000265 | -0.000362 | -0.000307 | -0.000363 | -0.000391 | -0.000304 | -0.000136
0.003537 | 0.003732 | 0.003934 | 0.004178 | 0.004407 | 0.004539 | 0.004541 | 0.004394 | 0.004096 | 0.003908 | 0.003605 | 0.003156 | 0.002728 | 0.002242 | 0.001774 | 0.001499 | 0.00118 | 0.000941 | 0.000878 | 0.000743 | 0.00059 | 0.000478 | 0.000343 | 0.000243 | 0.000276 | 0 | -0.000109 | -0.000204 | -0.000292 | -0.000344 | -0.000333 | -0.000402 | -0.000419 | -0.00036 | -0.000124
0.003539 | 0.003669 | 0.003898 | 0.004142 | 0.004417 | 0.004555 | 0.00458 | 0.004434 | 0.004117 | 0.003969 | 0.003623 | 0.003175 | 0.002813 | 0.002287 | 0.001813 | 0.001522 | 0.00116 | 0.000971 | 0.000866 | 0.000727 | 0.000599 | 0.000473 | 0.000337 | 0.000212 | 0.000243 | 0 | -0.000209 | -0.000226 | -0.000346 | -0.000425 | -0.000392 | -0.000445 | -0.000496 | -0.000496 | -0.000242
0.00333 | 0.00352 | 0.003829 | 0.004077 | 0.004336 | 0.004477 | 0.0045 | 0.004316 | 0.004166 | 0.003933 | 0.003661 | 0.003228 | 0.002816 | 0.002394 | 0.001861 | 0.001606 | 0.001225 | 0.001015 | 0.000919 | 0.00071 | 0.000597 | 0.000477 | 0.000288 | 0.000159 | 0.000266 | 0 | -0.000189 | -0.000273 | -0.000356 | -0.000498 | -0.000436 | -0.000487 | -0.0005 | -0.000503 | -0.000305
0.003026 | 0.003317 | 0.003609 | 0.003913 | 0.004245 | 0.004433 | 0.004451 | 0.004337 | 0.004087 | 0.003949 | 0.003638 | 0.00325 | 0.002832 | 0.002432 | 0.001966 | 0.001695 | 0.001312 | 0.001078 | 0.000966 | 0.000771 | 0.000632 | 0.00049 | 0.000277 | 0.00019 | 0.000253 | 0 | -0.000171 | -0.000265 | -0.000362 | -0.000438 | -0.000404 | -0.000486 | -0.000553 | -0.000473 | -0.000334
0.002947 | 0.003297 | 0.003643 | 0.003921 | 0.004289 | 0.004462 | 0.004579 | 0.00448 | 0.004174 | 0.004069 | 0.003775 | 0.003305 | 0.002994 | 0.002571 | 0.002084 | 0.001808 | 0.001412 | 0.00118 | 0.001041 | 0.000829 | 0.000666 | 0.00056 | 0.000323 | 0.000218 | 0.000284 | 0 | -0.000128 | -0.000249 | -0.00034 | -0.000464 | -0.000386 | -0.00048 | -0.000553 | -0.000488 | -0.000297
0.002801 | 0.003182 | 0.003598 | 0.003893 | 0.00423 | 0.004448 | 0.004526 | 0.004437 | 0.004237 | 0.004098 | 0.003804 | 0.003422 | 0.003039 | 0.002607 | 0.002161 | 0.001895 | 0.001519 | 0.001259 | 0.001111 | 0.000854 | 0.000712 | 0.000559 | 0.000317 | 0.00015 | 0.000296 | 0 | -0.000196 | -0.000266 | -0.000409 | -0.000437 | -0.00046 | -0.000506 | -0.000604 | -0.00058 | -0.000381
0.002635 | 0.003025 | 0.003427 | 0.003787 | 0.004171 | 0.004389 | 0.004433 | 0.004404 | 0.00418 | 0.004076 | 0.003759 | 0.00341 | 0.003063 | 0.002639 | 0.00224 | 0.001934 | 0.001528 | 0.001314 | 0.00111 | 0.000917 | 0.000693 | 0.00055 | 0.000292 | 0.00021 | 0.000298 | 0 | -0.000174 | -0.000307 | -0.000367 | -0.000514 | -0.000446 | -0.000542 | -0.000633 | -0.000628 | -0.000394
0.002269 | 0.002741 | 0.00319 | 0.003577 | 0.003999 | 0.004305 | 0.004394 | 0.004337 | 0.004128 | 0.004042 | 0.003813 | 0.003355 | 0.003092 | 0.002625 | 0.002277 | 0.00202 | 0.001574 | 0.001339 | 0.001109 | 0.000905 | 0.000662 | 0.000496 | 0.000253 | 0.000115 | 0.000283 | 0 | -0.000136 | -0.000294 | -0.000429 | -0.00054 | -0.000456 | -0.000566 | -0.000687 | -0.000654 | -0.000487
0.002017 | 0.002541 | 0.003041 | 0.003423 | 0.00385 | 0.004133 | 0.004241 | 0.004264 | 0.00407 | 0.003996 | 0.003662 | 0.003303 | 0.003016 | 0.002686 | 0.002245 | 0.001989 | 0.001539 | 0.001284 | 0.001165 | 0.000898 | 0.000734 | 0.000591 | 0.000288 | 0.000142 | 0.000377 | 0 | -0.000111 | -0.000267 | -0.000407 | -0.000523 | -0.000462 | -0.00054 | -0.000643 | -0.000607 | -0.00048
0.001809 | 0.002344 | 0.002853 | 0.003282 | 0.003732 | 0.003988 | 0.004198 | 0.004155 | 0.003949 | 0.003903 | 0.00364 | 0.003269 | 0.002985 | 0.002654 | 0.002188 | 0.001996 | 0.001555 | 0.001331 | 0.001188 | 0.000871 | 0.000662 | 0.000538 | 0.000269 | 0.000186 | 0.000355 | 0 | -0.000149 | -0.000237 | -0.000317 | -0.000543 | -0.000439 | -0.000538 | -0.000646 | -0.000586 | -0.000464
0.001534 | 0.002072 | 0.00263 | 0.003103 | 0.003624 | 0.003817 | 0.004025 | 0.004068 | 0.003848 | 0.003786 | 0.00353 | 0.003172 | 0.002929 | 0.002572 | 0.002146 | 0.001886 | 0.00149 | 0.001256 | 0.001178 | 0.000813 | 0.000655 | 0.000479 | 0.000235 | 0.000131 | 0.000386 | 0 | -0.000138 | -0.000284 | -0.000355 | -0.000523 | -0.000357 | -0.000485 | -0.000648 | -0.000596 | -0.000417
0.001476 | 0.001982 | 0.002528 | 0.003042 | 0.003505 | 0.003804 | 0.003943 | 0.003996 | 0.003783 | 0.003788 | 0.003525 | 0.003203 | 0.002864 | 0.002484 | 0.002111 | 0.001909 | 0.001468 | 0.001278 | 0.001104 | 0.00081 | 0.000709 | 0.000483 | 0.000227 | 0.000154 | 0.000437 | 0 | -0.000198 | -0.000255 | -0.000333 | -0.000489 | -0.000371 | -0.000528 | -0.000655 | -0.000581 | -0.000411
0.001177 | 0.001734 | 0.002296 | 0.002798 | 0.003342 | 0.003681 | 0.003828 | 0.00386 | 0.003607 | 0.00357 | 0.003357 | 0.003049 | 0.002775 | 0.002363 | 0.002006 | 0.001831 | 0.001382 | 0.001149 | 0.001079 | 0.000812 | 0.000625 | 0.000447 | 0.000141 | 6.8e-05 | 0.000396 | 0 | -0.00011 | -0.000259 | -0.000324 | -0.000522 | -0.000289 | -0.000375 | -0.000593 | -0.000583 | -0.000289
0.001404 | 0.001839 | 0.002416 | 0.002886 | 0.003409 | 0.003712 | 0.003845 | 0.003858 | 0.003669 | 0.003698 | 0.003421 | 0.003085 | 0.002804 | 0.002332 | 0.001845 | 0.00179 | 0.00131 | 0.001083 | 0.000979 | 0.000682 | 0.000538 | 0.000443 | 9.9e-05 | 1.1e-05 | 0.000341 | 0 | -0.000179 | -0.000319 | -0.000377 | -0.000603 | -0.000453 | -0.000594 | -0.000667 | -0.00057 | -0.000381
0.001504 | 0.001872 | 0.002456 | 0.002966 | 0.003405 | 0.003744 | 0.003877 | 0.003876 | 0.003666 | 0.00368 | 0.003456 | 0.003017 | 0.002647 | 0.002298 | 0.001896 | 0.001736 | 0.001316 | 0.00104 | 0.000942 | 0.000681 | 0.000511 | 0.000402 | 7.6e-05 | 1.1e-05 | 0.000451 | 0 | -9.4e-05 | -0.000285 | -0.000275 | -0.000446 | -0.000382 | -0.000421 | -0.000586 | -0.000495 | -0.000186

## 241_CC_tcarray
0.05833 | 0.051371 | 0.04747 | 0.045111 | 0.043311 | 0.041891 | 0.037683 | 0.037036 | 0.034024 | 0.029978 | 0.030708 | 0.028099 | 0.026898 | 0.022383 | 0.021548 | 0.018164 | 0.016508 | 0.016401 | 0.014937 | 0.011979 | 0.008326 | 0.006515 | 0.005928 | 0.004585 | 0.003684 | 0 | -0.002663 | -0.004157 | -0.006844 | -0.008477 | -0.009444 | -0.013147 | -0.014282 | -0.015359 | -0.017081
0.05063 | 0.045782 | 0.041289 | 0.040352 | 0.037288 | 0.036043 | 0.033643 | 0.031749 | 0.030195 | 0.026601 | 0.026191 | 0.024282 | 0.023364 | 0.020473 | 0.018906 | 0.016525 | 0.014813 | 0.014651 | 0.013531 | 0.009925 | 0.007812 | 0.007016 | 0.005593 | 0.004521 | 0.003444 | 0 | -0.001485 | -0.002337 | -0.005329 | -0.005991 | -0.006833 | -0.010195 | -0.012084 | -0.01274 | -0.013971
0.042511 | 0.038302 | 0.034622 | 0.033243 | 0.031193 | 0.030618 | 0.02849 | 0.027905 | 0.025323 | 0.023755 | 0.023247 | 0.020441 | 0.021772 | 0.017008 | 0.016778 | 0.014098 | 0.0131 | 0.012633 | 0.011021 | 0.009457 | 0.006807 | 0.005572 | 0.005253 | 0.003851 | 0.002626 | 0 | -0.001598 | -0.002428 | -0.005063 | -0.005876 | -0.006679 | -0.008052 | -0.009558 | -0.011281 | -0.01173
0.035297 | 0.031927 | 0.029555 | 0.029235 | 0.027461 | 0.026837 | 0.024895 | 0.023863 | 0.023058 | 0.020302 | 0.019701 | 0.018975 | 0.018504 | 0.01482 | 0.014188 | 0.012292 | 0.011162 | 0.011132 | 0.010176 | 0.007446 | 0.006192 | 0.004975 | 0.004282 | 0.003188 | 0.002807 | 0 | -0.000977 | -0.002284 | -0.003922 | -0.005088 | -0.006178 | -0.00791 | -0.008944 | -0.009983 | -0.010309
0.031405 | 0.02867 | 0.025874 | 0.025209 | 0.023321 | 0.023234 | 0.021436 | 0.021051 | 0.01869 | 0.016988 | 0.017542 | 0.015962 | 0.01569 | 0.013288 | 0.012357 | 0.011038 | 0.010171 | 0.009558 | 0.008718 | 0.006967 | 0.005052 | 0.004369 | 0.003771 | 0.002882 | 0.002268 | 0 | -0.001443 | -0.002113 | -0.003979 | -0.004441 | -0.005324 | -0.006955 | -0.008349 | -0.008799 | -0.00966
0.027086 | 0.025 | 0.022493 | 0.022232 | 0.020978 | 0.020362 | 0.019252 | 0.018892 | 0.017701 | 0.01629 | 0.016066 | 0.014842 | 0.014624 | 0.011876 | 0.011814 | 0.009886 | 0.008825 | 0.00867 | 0.007596 | 0.006227 | 0.004736 | 0.003627 | 0.003734 | 0.002356 | 0.001851 | 0 | -0.001239 | -0.001331 | -0.003137 | -0.003671 | -0.004533 | -0.005659 | -0.006958 | -0.007874 | -0.008474
0.023845 | 0.022126 | 0.020816 | 0.020413 | 0.019302 | 0.019017 | 0.017136 | 0.017039 | 0.015733 | 0.01472 | 0.01413 | 0.013442 | 0.013107 | 0.011075 | 0.01033 | 0.009138 | 0.008272 | 0.007664 | 0.007224 | 0.005365 | 0.004322 | 0.003861 | 0.002823 | 0.002224 | 0.002004 | 0 | -0.000669 | -0.001904 | -0.00306 | -0.0038 | -0.004518 | -0.00595 | -0.006578 | -0.007018 | -0.007529
0.020577 | 0.019494 | 0.017384 | 0.01698 | 0.015769 | 0.015564 | 0.015001 | 0.014325 | 0.013191 | 0.012354 | 0.012445 | 0.01129 | 0.011228 | 0.009474 | 0.009255 | 0.007832 | 0.007009 | 0.007178 | 0.005742 | 0.004945 | 0.003606 | 0.002808 | 0.002386 | 0.001647 | 0.001301 | 0 | -0.001161 | -0.001638 | -0.002565 | -0.003442 | -0.004238 | -0.004995 | -0.005697 | -0.006369 | -0.007056
0.018616 | 0.017616 | 0.015956 | 0.016213 | 0.015808 | 0.015407 | 0.014505 | 0.014199 | 0.013784 | 0.012549 | 0.012464 | 0.011602 | 0.011637 | 0.009489 | 0.008863 | 0.008062 | 0.007133 | 0.006556 | 0.006197 | 0.005094 | 0.00387 | 0.003114 | 0.002637 | 0.002166 | 0.001655 | 0 | -0.000452 | -0.000638 | -0.002112 | -0.002594 | -0.00311 | -0.003773 | -0.004607 | -0.005344 | -0.005789
0.016235 | 0.015782 | 0.014798 | 0.014639 | 0.013605 | 0.013482 | 0.012781 | 0.012156 | 0.011737 | 0.010301 | 0.010094 | 0.009743 | 0.009211 | 0.008522 | 0.008284 | 0.007135 | 0.006639 | 0.006078 | 0.005582 | 0.004347 | 0.003149 | 0.003024 | 0.002445 | 0.001484 | 0.001212 | 0 | -0.00065 | -0.001265 | -0.00241 | -0.002538 | -0.003169 | -0.004299 | -0.005094 | -0.005013 | -0.006034
0.01441 | 0.013998 | 0.01241 | 0.012296 | 0.011663 | 0.011739 | 0.011438 | 0.011146 | 0.010251 | 0.009739 | 0.009793 | 0.009184 | 0.009196 | 0.007771 | 0.007183 | 0.006438 | 0.005593 | 0.005464 | 0.004516 | 0.00388 | 0.002853 | 0.002314 | 0.002026 | 0.001655 | 0.001053 | 0 | -0.000511 | -0.001033 | -0.00181 | -0.00212 | -0.002817 | -0.003184 | -0.003875 | -0.004457 | -0.004623
0.012282 | 0.011991 | 0.011222 | 0.011274 | 0.011177 | 0.010881 | 0.010191 | 0.01022 | 0.009811 | 0.009154 | 0.008697 | 0.008252 | 0.008245 | 0.006748 | 0.006553 | 0.006117 | 0.005167 | 0.004968 | 0.004421 | 0.00355 | 0.002711 | 0.002094 | 0.001778 | 0.001191 | 0.000949 | 0 | -0.000818 | -0.000947 | -0.002169 | -0.002547 | -0.002868 | -0.003589 | -0.004094 | -0.004285 | -0.004696
0.011227 | 0.011332 | 0.010396 | 0.01009 | 0.009612 | 0.009825 | 0.009212 | 0.008701 | 0.008342 | 0.007927 | 0.007914 | 0.00744 | 0.007168 | 0.006632 | 0.006127 | 0.005459 | 0.004939 | 0.004541 | 0.004118 | 0.003248 | 0.002519 | 0.002137 | 0.001869 | 0.001312 | 0.000929 | 0 | -0.000363 | -0.001072 | -0.001505 | -0.002045 | -0.002284 | -0.003108 | -0.003591 | -0.003795 | -0.004469
0.009397 | 0.009415 | 0.008179 | 0.008405 | 0.008256 | 0.008329 | 0.008033 | 0.00816 | 0.0076 | 0.007101 | 0.007247 | 0.006768 | 0.006899 | 0.00561 | 0.005291 | 0.004728 | 0.004116 | 0.004107 | 0.003071 | 0.002402 | 0.00195 | 0.001697 | 0.001137 | 0.000857 | 0.000577 | 0 | -0.00071 | -0.001054 | -0.001444 | -0.001955 | -0.002345 | -0.002555 | -0.003117 | -0.00364 | -0.003748
0.008157 | 0.008455 | 0.008244 | 0.008272 | 0.008077 | 0.007829 | 0.007567 | 0.007234 | 0.007171 | 0.006793 | 0.006266 | 0.006043 | 0.005919 | 0.005353 | 0.005121 | 0.004619 | 0.004139 | 0.003778 | 0.003438 | 0.002731 | 0.002037 | 0.001644 | 0.001461 | 0.000973 | 0.000774 | 0 | -0.000424 | -0.000696 | -0.001684 | -0.001857 | -0.002203 | -0.002909 | -0.003091 | -0.003482 | -0.003815
0.007781 | 0.008138 | 0.007275 | 0.007101 | 0.006884 | 0.007127 | 0.006858 | 0.006703 | 0.006345 | 0.005975 | 0.00597 | 0.005779 | 0.005743 | 0.005077 | 0.004732 | 0.004303 | 0.003746 | 0.003483 | 0.003036 | 0.002464 | 0.002021 | 0.001724 | 0.001516 | 0.000962 | 0.00067 | 0 | -0.000304 | -0.000829 | -0.001168 | -0.001351 | -0.001743 | -0.002081 | -0.002547 | -0.00272 | -0.003088
0.006309 | 0.006662 | 0.006019 | 0.006253 | 0.006327 | 0.006356 | 0.006231 | 0.006276 | 0.00589 | 0.005582 | 0.00557 | 0.005152 | 0.005378 | 0.004267 | 0.004107 | 0.003679 | 0.003037 | 0.003146 | 0.002438 | 0.001938 | 0.001656 | 0.001157 | 0.00094 | 0.000578 | 0.000539 | 0 | -0.000518 | -0.000583 | -0.001241 | -0.00146 | -0.001966 | -0.002115 | -0.002499 | -0.00289 | -0.002873
0.006101 | 0.006447 | 0.006385 | 0.006336 | 0.006324 | 0.006021 | 0.005808 | 0.005495 | 0.005523 | 0.005011 | 0.00468 | 0.004834 | 0.004546 | 0.004302 | 0.003978 | 0.003756 | 0.003339 | 0.002838 | 0.002692 | 0.002167 | 0.001671 | 0.001513 | 0.001255 | 0.00082 | 0.000639 | 0 | -0.000316 | -0.000669 | -0.001184 | -0.001354 | -0.001515 | -0.002296 | -0.002464 | -0.002411 | -0.002966
0.005164 | 0.005821 | 0.004895 | 0.004981 | 0.004808 | 0.005281 | 0.005106 | 0.00505 | 0.004749 | 0.004417 | 0.004608 | 0.00427 | 0.004325 | 0.00371 | 0.003402 | 0.002862 | 0.002745 | 0.002569 | 0.001967 | 0.001662 | 0.00128 | 0.001035 | 0.000797 | 0.000557 | 0.000348 | 0 | -0.000501 | -0.000697 | -0.001034 | -0.001207 | -0.001711 | -0.001538 | -0.001992 | -0.002331 | -0.002446
0.004366 | 0.004923 | 0.004592 | 0.004889 | 0.005056 | 0.004932 | 0.004811 | 0.004782 | 0.004548 | 0.004396 | 0.004178 | 0.003964 | 0.004028 | 0.003314 | 0.003299 | 0.002955 | 0.002303 | 0.002403 | 0.001959 | 0.001558 | 0.001281 | 0.001066 | 0.000776 | 0.000564 | 0.00036 | 0 | -0.00025 | -0.000489 | -0.001027 | -0.001265 | -0.001461 | -0.001748 | -0.001997 | -0.002252 | -0.002345
0.004126 | 0.004797 | 0.004637 | 0.004528 | 0.004501 | 0.004569 | 0.004416 | 0.004089 | 0.004039 | 0.003745 | 0.00352 | 0.003577 | 0.003316 | 0.003346 | 0.003006 | 0.002821 | 0.00242 | 0.00213 | 0.001933 | 0.001613 | 0.001309 | 0.001075 | 0.000873 | 0.000642 | 0.000452 | 0 | -0.000162 | -0.00069 | -0.000919 | -0.000911 | -0.00137 | -0.001709 | -0.001927 | -0.002121 | -0.002418
0.003366 | 0.00404 | 0.003436 | 0.003637 | 0.003687 | 0.003922 | 0.003906 | 0.003892 | 0.00376 | 0.003477 | 0.003534 | 0.003295 | 0.003448 | 0.002781 | 0.002635 | 0.002256 | 0.001993 | 0.001908 | 0.001423 | 0.001216 | 0.000963 | 0.000876 | 0.000675 | 0.000345 | 0.000286 | 0 | -0.000407 | -0.000418 | -0.000733 | -0.001011 | -0.001326 | -0.001279 | -0.001677 | -0.001897 | -0.001984
0.00271 | 0.003502 | 0.003507 | 0.003762 | 0.00391 | 0.003779 | 0.003697 | 0.003632 | 0.003461 | 0.003246 | 0.003074 | 0.002953 | 0.002915 | 0.002624 | 0.002511 | 0.002354 | 0.001824 | 0.0018 | 0.001542 | 0.001197 | 0.001121 | 0.000771 | 0.000595 | 0.000399 | 0.000352 | 0 | -0.000267 | -0.000414 | -0.000992 | -0.00101 | -0.001236 | -0.001646 | -0.001748 | -0.001974 | -0.002237
0.002643 | 0.003534 | 0.003201 | 0.003187 | 0.003163 | 0.003394 | 0.003317 | 0.00318 | 0.003101 | 0.00287 | 0.002696 | 0.002688 | 0.002644 | 0.002574 | 0.002247 | 0.002063 | 0.0019 | 0.001651 | 0.001446 | 0.00118 | 0.001004 | 0.000937 | 0.00075 | 0.000471 | 0.000391 | 0 | -0.000123 | -0.00048 | -0.00064 | -0.000884 | -0.001132 | -0.001357 | -0.001551 | -0.001736 | -0.002033
0.001999 | 0.002799 | 0.002432 | 0.002767 | 0.002923 | 0.003033 | 0.003073 | 0.003049 | 0.002844 | 0.002711 | 0.00282 | 0.002541 | 0.002603 | 0.002086 | 0.001961 | 0.001781 | 0.001487 | 0.00148 | 0.001104 | 0.000887 | 0.000809 | 0.000635 | 0.000448 | 0.000244 | 0.000152 | 0 | -0.000397 | -0.000387 | -0.000673 | -0.000894 | -0.001184 | -0.001152 | -0.001473 | -0.001742 | -0.00178
0.001839 | 0.002738 | 0.002784 | 0.002936 | 0.003104 | 0.00298 | 0.00295 | 0.002802 | 0.002829 | 0.002581 | 0.002372 | 0.002411 | 0.00234 | 0.002214 | 0.002132 | 0.001928 | 0.001577 | 0.001482 | 0.001351 | 0.001151 | 0.000922 | 0.000768 | 0.000673 | 0.000458 | 0.00044 | 0 | -5.6e-05 | -0.000378 | -0.000796 | -0.000723 | -0.001028 | -0.00143 | -0.001492 | -0.001594 | -0.001928
0.001284 | 0.0023 | 0.001899 | 0.002019 | 0.002084 | 0.002416 | 0.002381 | 0.002285 | 0.002195 | 0.002052 | 0.002045 | 0.001952 | 0.001957 | 0.001812 | 0.001596 | 0.001414 | 0.001403 | 0.001155 | 0.000897 | 0.000803 | 0.000672 | 0.00064 | 0.00046 | 0.000277 | 0.000149 | 0 | -0.000254 | -0.000495 | -0.000582 | -0.000869 | -0.00107 | -0.001135 | -0.001411 | -0.001625 | -0.001816
0.001128 | 0.001993 | 0.001854 | 0.002166 | 0.002356 | 0.002378 | 0.002408 | 0.00246 | 0.002266 | 0.002152 | 0.002153 | 0.001978 | 0.002071 | 0.001623 | 0.001609 | 0.001406 | 0.001075 | 0.00113 | 0.000842 | 0.000719 | 0.000658 | 0.00048 | 0.000378 | 0.000177 | 0.000169 | 0 | -0.000382 | -0.000354 | -0.000693 | -0.000753 | -0.00106 | -0.001125 | -0.001359 | -0.001542 | -0.001707
0.000836 | 0.001964 | 0.002018 | 0.002103 | 0.002253 | 0.00227 | 0.002285 | 0.002081 | 0.002138 | 0.001933 | 0.001701 | 0.001786 | 0.001649 | 0.001732 | 0.001574 | 0.001478 | 0.001308 | 0.001133 | 0.001049 | 0.000849 | 0.000718 | 0.000662 | 0.000576 | 0.000395 | 0.000367 | 0 | -2.3e-05 | -0.000323 | -0.000655 | -0.000623 | -0.00089 | -0.001212 | -0.001335 | -0.00149 | -0.001786
0.000527 | 0.001532 | 0.00119 | 0.0014 | 0.001557 | 0.001815 | 0.001886 | 0.001879 | 0.001741 | 0.00167 | 0.001714 | 0.001535 | 0.001604 | 0.001332 | 0.001258 | 0.00104 | 0.000979 | 0.000889 | 0.000636 | 0.000536 | 0.000509 | 0.000516 | 0.000341 | 0.000202 | 0.000154 | 0 | -0.000232 | -0.000358 | -0.000471 | -0.000671 | -0.000908 | -0.00091 | -0.001211 | -0.001448 | -0.001568
0.000417 | 0.001445 | 0.001499 | 0.001791 | 0.001944 | 0.001968 | 0.001973 | 0.00191 | 0.001805 | 0.001727 | 0.001629 | 0.001532 | 0.001583 | 0.001355 | 0.001294 | 0.001158 | 0.000885 | 0.000918 | 0.000747 | 0.000663 | 0.000613 | 0.000454 | 0.000333 | 0.00023 | 0.000206 | 0 | -0.000146 | -0.000261 | -0.00058 | -0.000706 | -0.000906 | -0.001103 | -0.001222 | -0.001446 | -0.001714
0.00036 | 0.001512 | 0.001333 | 0.001419 | 0.001592 | 0.00175 | 0.001746 | 0.001528 | 0.001615 | 0.001365 | 0.001253 | 0.001305 | 0.001237 | 0.001267 | 0.001146 | 0.001082 | 0.000941 | 0.000738 | 0.000729 | 0.000584 | 0.000506 | 0.000518 | 0.000402 | 0.000246 | 0.000238 | 0 | -0.000108 | -0.000343 | -0.000549 | -0.000599 | -0.00088 | -0.001064 | -0.001257 | -0.001369 | -0.001691
0.000138 | 0.00115 | 0.000938 | 0.001212 | 0.001363 | 0.001551 | 0.001677 | 0.001645 | 0.001461 | 0.001418 | 0.001475 | 0.001209 | 0.001365 | 0.001033 | 0.000928 | 0.000783 | 0.00062 | 0.000661 | 0.000433 | 0.000382 | 0.000362 | 0.000342 | 0.000192 | 0.000129 | 7.4e-05 | 0 | -0.000242 | -0.000306 | -0.000475 | -0.000654 | -0.000894 | -0.000892 | -0.001137 | -0.001418 | -0.00153
0.000197 | 0.001191 | 0.001327 | 0.001521 | 0.001709 | 0.001692 | 0.00173 | 0.001578 | 0.00152 | 0.001313 | 0.001146 | 0.001204 | 0.001121 | 0.00107 | 0.001015 | 0.000934 | 0.0007 | 0.000673 | 0.000615 | 0.000486 | 0.000482 | 0.00039 | 0.000319 | 0.000204 | 0.000195 | 0 | -9.2e-05 | -0.000259 | -0.000555 | -0.000582 | -0.000819 | -0.001123 | -0.001197 | -0.001349 | -0.00167
0.000317 | 0.00134 | 0.001104 | 0.001234 | 0.001383 | 0.001604 | 0.001645 | 0.001492 | 0.001451 | 0.001268 | 0.001207 | 0.001143 | 0.001099 | 0.001077 | 0.000891 | 0.00082 | 0.000756 | 0.000586 | 0.000486 | 0.00041 | 0.000398 | 0.000396 | 0.000324 | 0.000199 | 0.00015 | 0 | -0.000128 | -0.000251 | -0.000388 | -0.000558 | -0.000761 | -0.000886 | -0.001128 | -0.001337 | -0.001571
0.000267 | 0.001222 | 0.001146 | 0.001517 | 0.001675 | 0.001743 | 0.001857 | 0.001816 | 0.001661 | 0.001482 | 0.00153 | 0.001277 | 0.001396 | 0.001051 | 0.001006 | 0.000865 | 0.000662 | 0.000713 | 0.000521 | 0.000425 | 0.000441 | 0.000356 | 0.000255 | 9.8e-05 | 0.000108 | 0 | -0.00014 | -0.000236 | -0.000433 | -0.000547 | -0.000766 | -0.000887 | -0.001044 | -0.001295 | -0.001491
0.000374 | 0.001364 | 0.001474 | 0.001629 | 0.001818 | 0.001839 | 0.001831 | 0.001617 | 0.001583 | 0.001384 | 0.001139 | 0.001249 | 0.001109 | 0.001121 | 0.001014 | 0.000973 | 0.000762 | 0.000654 | 0.000601 | 0.000539 | 0.000502 | 0.000352 | 0.000322 | 0.000201 | 0.000156 | 0 | -0.0001 | -0.000306 | -0.000587 | -0.000574 | -0.000803 | -0.001137 | -0.00123 | -0.001388 | -0.001771
0.000161 | 0.001291 | 0.001085 | 0.001328 | 0.001521 | 0.001763 | 0.001828 | 0.001732 | 0.001627 | 0.001435 | 0.001446 | 0.001238 | 0.001254 | 0.001089 | 0.000965 | 0.000833 | 0.000763 | 0.000644 | 0.000495 | 0.000411 | 0.000349 | 0.000377 | 0.000226 | 0.000121 | 9.4e-05 | 0 | -0.000172 | -0.000312 | -0.000394 | -0.00056 | -0.000788 | -0.000855 | -0.001147 | -0.001421 | -0.001577
0.000364 | 0.001372 | 0.001444 | 0.001754 | 0.001937 | 0.001966 | 0.002037 | 0.001944 | 0.001754 | 0.001611 | 0.00154 | 0.001391 | 0.001404 | 0.001141 | 0.001077 | 0.00097 | 0.000724 | 0.000746 | 0.000581 | 0.000486 | 0.00046 | 0.000374 | 0.000235 | 0.000167 | 0.000147 | 0 | -0.000164 | -0.000208 | -0.00049 | -0.000557 | -0.000793 | -0.000961 | -0.00113 | -0.001379 | -0.001704
0.000531 | 0.001626 | 0.001595 | 0.00175 | 0.001957 | 0.002058 | 0.002066 | 0.001889 | 0.001803 | 0.001608 | 0.001433 | 0.001379 | 0.001328 | 0.001313 | 0.0012 | 0.001088 | 0.000906 | 0.000776 | 0.000671 | 0.00056 | 0.000491 | 0.000447 | 0.000359 | 0.000233 | 0.000188 | 0 | -0.000101 | -0.000314 | -0.000525 | -0.00062 | -0.00083 | -0.001072 | -0.001215 | -0.001412 | -0.001778
0.000601 | 0.001622 | 0.001485 | 0.001729 | 0.001932 | 0.002114 | 0.002134 | 0.002067 | 0.001935 | 0.001787 | 0.001757 | 0.001521 | 0.001543 | 0.001355 | 0.001202 | 0.001103 | 0.000925 | 0.000839 | 0.000643 | 0.000548 | 0.00048 | 0.000445 | 0.000296 | 0.000158 | 0.000124 | 0 | -0.000173 | -0.000287 | -0.000438 | -0.000582 | -0.000852 | -0.000909 | -0.001143 | -0.001434 | -0.001607
0.000768 | 0.001817 | 0.001857 | 0.002107 | 0.002262 | 0.002318 | 0.002312 | 0.002189 | 0.00204 | 0.001881 | 0.001738 | 0.001658 | 0.001638 | 0.001448 | 0.00134 | 0.00125 | 0.000976 | 0.000936 | 0.000775 | 0.000684 | 0.000597 | 0.000486 | 0.000384 | 0.000224 | 0.000195 | 0 | -0.000154 | -0.000291 | -0.000536 | -0.000605 | -0.000856 | -0.001077 | -0.001234 | -0.001397 | -0.001746
0.000778 | 0.001869 | 0.001739 | 0.001891 | 0.002105 | 0.002194 | 0.002234 | 0.002122 | 0.002019 | 0.001828 | 0.00168 | 0.001626 | 0.001553 | 0.001526 | 0.001364 | 0.001217 | 0.001107 | 0.000892 | 0.000762 | 0.000658 | 0.000534 | 0.000489 | 0.000341 | 0.000207 | 0.000172 | 0 | -0.000171 | -0.000358 | -0.000536 | -0.000665 | -0.000936 | -0.001095 | -0.00126 | -0.001498 | -0.001745
0.00078 | 0.001909 | 0.001848 | 0.002103 | 0.00225 | 0.002373 | 0.002418 | 0.002314 | 0.002142 | 0.002007 | 0.001959 | 0.001769 | 0.001787 | 0.001563 | 0.001453 | 0.001309 | 0.001124 | 0.001009 | 0.00083 | 0.000661 | 0.0006 | 0.00055 | 0.000356 | 0.000247 | 0.000162 | 0 | -0.000187 | -0.00032 | -0.00054 | -0.000662 | -0.00091 | -0.00101 | -0.001227 | -0.001454 | -0.001674
0.000159 | 0.001339 | 0.00134 | 0.001533 | 0.001702 | 0.001814 | 0.001861 | 0.001703 | 0.001679 | 0.001508 | 0.001413 | 0.001393 | 0.001341 | 0.001309 | 0.001208 | 0.001081 | 0.000919 | 0.000816 | 0.000711 | 0.000585 | 0.000479 | 0.000469 | 0.000353 | 0.000229 | 0.00015 | 0 | -0.000112 | -0.000308 | -0.000506 | -0.00058 | -0.000777 | -0.000999 | -0.001119 | -0.001352 | -0.001585
0.000557 | 0.001735 | 0.001608 | 0.001798 | 0.001965 | 0.002078 | 0.002174 | 0.002079 | 0.001977 | 0.001871 | 0.001835 | 0.001687 | 0.001736 | 0.001563 | 0.00143 | 0.001295 | 0.001114 | 0.000994 | 0.000798 | 0.000663 | 0.000561 | 0.000528 | 0.000377 | 0.000231 | 0.000163 | 0 | -0.000156 | -0.000323 | -0.000487 | -0.000642 | -0.000847 | -0.000906 | -0.0011 | -0.001288 | -0.001417
0.000791 | 0.001886 | 0.001863 | 0.002059 | 0.002256 | 0.002312 | 0.002355 | 0.002282 | 0.002207 | 0.002081 | 0.001982 | 0.001958 | 0.001891 | 0.001772 | 0.00164 | 0.001511 | 0.001278 | 0.001163 | 0.000966 | 0.000828 | 0.000684 | 0.000587 | 0.000427 | 0.000275 | 0.000205 | 0 | -0.000136 | -0.000307 | -0.000526 | -0.000658 | -0.00087 | -0.001021 | -0.001158 | -0.001285 | -0.00149
0.001152 | 0.002291 | 0.002166 | 0.002294 | 0.00241 | 0.002502 | 0.002575 | 0.002408 | 0.002398 | 0.002283 | 0.002201 | 0.002127 | 0.002076 | 0.001983 | 0.001837 | 0.001685 | 0.001493 | 0.001299 | 0.001082 | 0.000888 | 0.000772 | 0.000652 | 0.000469 | 0.000304 | 0.0002 | 0 | -0.000139 | -0.00032 | -0.000516 | -0.000663 | -0.000858 | -0.001008 | -0.001181 | -0.00132 | -0.001479
0.00118 | 0.002418 | 0.002276 | 0.002457 | 0.002597 | 0.002692 | 0.002735 | 0.002705 | 0.00267 | 0.002551 | 0.002511 | 0.002376 | 0.00234 | 0.002185 | 0.002013 | 0.001839 | 0.001617 | 0.001411 | 0.001151 | 0.00096 | 0.000774 | 0.000664 | 0.000449 | 0.000277 | 0.000182 | 0 | -0.000233 | -0.000349 | -0.000572 | -0.000735 | -0.000935 | -0.00101 | -0.001169 | -0.001335 | -0.001455
0.001179 | 0.002534 | 0.002511 | 0.002745 | 0.002879 | 0.0029 | 0.00295 | 0.002808 | 0.002789 | 0.002699 | 0.002574 | 0.002524 | 0.002473 | 0.002346 | 0.002199 | 0.002006 | 0.001756 | 0.00154 | 0.001278 | 0.001044 | 0.000842 | 0.000705 | 0.000516 | 0.000321 | 0.000217 | 0 | -0.00018 | -0.000373 | -0.000567 | -0.000715 | -0.000895 | -0.001069 | -0.001186 | -0.001339 | -0.001491
0.001155 | 0.002315 | 0.002119 | 0.002281 | 0.002436 | 0.002603 | 0.002727 | 0.002692 | 0.002717 | 0.002755 | 0.002733 | 0.002612 | 0.002561 | 0.002386 | 0.002232 | 0.002039 | 0.001808 | 0.001562 | 0.001254 | 0.001027 | 0.000831 | 0.00072 | 0.000519 | 0.000312 | 0.000202 | 0 | -0.000199 | -0.000375 | -0.000556 | -0.000724 | -0.000913 | -0.001056 | -0.001175 | -0.001336 | -0.001454
0.001284 | 0.002434 | 0.002265 | 0.002403 | 0.002546 | 0.002611 | 0.002649 | 0.002584 | 0.00251 | 0.002425 | 0.002383 | 0.002373 | 0.002477 | 0.002392 | 0.002265 | 0.002101 | 0.00187 | 0.001682 | 0.001352 | 0.001087 | 0.000872 | 0.00073 | 0.000502 | 0.000303 | 0.000209 | 0 | -0.000203 | -0.000363 | -0.00058 | -0.000721 | -0.000905 | -0.001046 | -0.001177 | -0.001304 | -0.001411
0.001276 | 0.002386 | 0.002261 | 0.002402 | 0.002496 | 0.002599 | 0.002617 | 0.002551 | 0.002557 | 0.002451 | 0.002397 | 0.002327 | 0.002273 | 0.002154 | 0.002001 | 0.001796 | 0.00156 | 0.001324 | 0.001097 | 0.000896 | 0.000732 | 0.000643 | 0.00046 | 0.000291 | 0.000206 | 0 | -0.000181 | -0.00037 | -0.000551 | -0.00073 | -0.00089 | -0.00105 | -0.001225 | -0.00144 | -0.001692
0.001396 | 0.002534 | 0.002347 | 0.002547 | 0.002691 | 0.002768 | 0.002814 | 0.002779 | 0.002685 | 0.002602 | 0.002536 | 0.002476 | 0.002421 | 0.002273 | 0.002126 | 0.001931 | 0.001677 | 0.001476 | 0.001203 | 0.000915 | 0.000701 | 0.000604 | 0.000418 | 0.00024 | 0.000159 | 0 | -0.000174 | -0.000327 | -0.000508 | -0.000665 | -0.000888 | -0.001056 | -0.001218 | -0.001407 | -0.001544
0.001233 | 0.00234 | 0.002269 | 0.002414 | 0.002524 | 0.002577 | 0.002608 | 0.002529 | 0.002504 | 0.002412 | 0.002335 | 0.002232 | 0.002199 | 0.0021 | 0.001931 | 0.001726 | 0.001515 | 0.001269 | 0.000972 | 0.000972 | 0.00087 | 0.000726 | 0.000526 | 0.000309 | 0.000241 | 0 | -0.000169 | -0.000338 | -0.00054 | -0.000656 | -0.000872 | -0.001047 | -0.001155 | -0.001308 | -0.001569
0.000961 | 0.002155 | 0.002036 | 0.002201 | 0.002332 | 0.002404 | 0.00245 | 0.002365 | 0.00232 | 0.002242 | 0.002176 | 0.002053 | 0.002032 | 0.001862 | 0.001741 | 0.001593 | 0.001352 | 0.001184 | 0.000955 | 0.000797 | 0.000769 | 0.000685 | 0.000455 | 0.000268 | 0.000162 | 0 | -0.000204 | -0.000367 | -0.000559 | -0.000699 | -0.000916 | -0.001042 | -0.001179 | -0.001338 | -0.0016
0.001017 | 0.00216 | 0.002002 | 0.00216 | 0.002334 | 0.002425 | 0.002492 | 0.002454 | 0.002423 | 0.002341 | 0.00227 | 0.002254 | 0.002257 | 0.002163 | 0.002019 | 0.001861 | 0.001584 | 0.001428 | 0.00118 | 0.000961 | 0.000819 | 0.000664 | 0.000486 | 0.000308 | 0.000201 | 0 | -0.000176 | -0.000315 | -0.000555 | -0.000631 | -0.000853 | -0.001041 | -0.001152 | -0.001267 | -0.001423
0.000799 | 0.002054 | 0.002077 | 0.002296 | 0.002396 | 0.002485 | 0.002534 | 0.002465 | 0.002427 | 0.002357 | 0.002289 | 0.002198 | 0.002171 | 0.002061 | 0.001917 | 0.001768 | 0.001542 | 0.001341 | 0.001111 | 0.000888 | 0.000752 | 0.000643 | 0.000437 | 0.000261 | 0.000178 | 0 | -0.000178 | -0.000349 | -0.000543 | -0.000644 | -0.000872 | -0.000981 | -0.001125 | -0.001291 | -0.001415
0.000684 | 0.0022 | 0.002068 | 0.002248 | 0.002407 | 0.002469 | 0.002516 | 0.002519 | 0.00242 | 0.002359 | 0.002282 | 0.002182 | 0.002171 | 0.00202 | 0.001876 | 0.001736 | 0.001499 | 0.001309 | 0.001062 | 0.000891 | 0.000743 | 0.000629 | 0.000432 | 0.000258 | 0.000199 | 0 | -0.000205 | -0.00032 | -0.000528 | -0.000665 | -0.00083 | -0.000968 | -0.001118 | -0.001268 | -0.001397
0.000808 | 0.001971 | 0.001921 | 0.002071 | 0.002199 | 0.002273 | 0.002328 | 0.002221 | 0.002178 | 0.002102 | 0.002008 | 0.001977 | 0.001945 | 0.00189 | 0.00173 | 0.00162 | 0.00138 | 0.001213 | 0.001052 | 0.000828 | 0.000706 | 0.000582 | 0.000446 | 0.000256 | 0.000197 | 0 | -0.000152 | -0.000325 | -0.000543 | -0.000623 | -0.000818 | -0.00099 | -0.001128 | -0.001239 | -0.00142
0.000657 | 0.001951 | 0.001726 | 0.001865 | 0.002036 | 0.002139 | 0.002207 | 0.002166 | 0.002097 | 0.00204 | 0.002001 | 0.001881 | 0.001971 | 0.001757 | 0.001642 | 0.00151 | 0.001322 | 0.001157 | 0.000929 | 0.000723 | 0.00064 | 0.000593 | 0.000346 | 0.000207 | 0.000124 | 0 | -0.000164 | -0.000331 | -0.000523 | -0.000668 | -0.000889 | -0.000939 | -0.001129 | -0.001293 | -0.001376
0.000655 | 0.001856 | 0.00185 | 0.002043 | 0.002204 | 0.002246 | 0.002291 | 0.002321 | 0.00217 | 0.002106 | 0.002013 | 0.001967 | 0.001938 | 0.001831 | 0.001666 | 0.001558 | 0.001303 | 0.001213 | 0.001002 | 0.000814 | 0.000685 | 0.000574 | 0.000437 | 0.000223 | 0.000191 | 0 | -0.000163 | -0.000276 | -0.000503 | -0.000583 | -0.000767 | -0.000942 | -0.001041 | -0.001182 | -0.001363
0.000652 | 0.001869 | 0.001755 | 0.001871 | 0.001976 | 0.002065 | 0.002179 | 0.002012 | 0.001978 | 0.001925 | 0.001834 | 0.001804 | 0.001764 | 0.001733 | 0.001577 | 0.001505 | 0.001282 | 0.001131 | 0.000954 | 0.000795 | 0.000651 | 0.000542 | 0.000401 | 0.000302 | 0.000193 | 0 | -9.7e-05 | -0.000319 | -0.00048 | -0.000558 | -0.000743 | -0.000926 | -0.001041 | -0.001207 | -0.001339
0.000418 | 0.001675 | 0.001518 | 0.001684 | 0.001904 | 0.001985 | 0.002053 | 0.002042 | 0.001973 | 0.001927 | 0.001861 | 0.001743 | 0.00179 | 0.001604 | 0.001536 | 0.001382 | 0.001215 | 0.001036 | 0.000827 | 0.0007 | 0.000577 | 0.000543 | 0.000387 | 0.000224 | 0.000144 | 0 | -0.000205 | -0.000287 | -0.000468 | -0.000609 | -0.000818 | -0.000869 | -0.001061 | -0.001214 | -0.001301
0.000341 | 0.001617 | 0.001671 | 0.001819 | 0.001969 | 0.002018 | 0.002033 | 0.001968 | 0.001874 | 0.001775 | 0.001729 | 0.001698 | 0.001681 | 0.001606 | 0.001483 | 0.001406 | 0.001151 | 0.001074 | 0.000879 | 0.000738 | 0.000697 | 0.000537 | 0.000398 | 0.00025 | 0.000248 | 0 | -0.000131 | -0.00027 | -0.000508 | -0.000531 | -0.00073 | -0.000984 | -0.001044 | -0.001172 | -0.001411
0.000258 | 0.001563 | 0.001378 | 0.001465 | 0.00162 | 0.001752 | 0.001848 | 0.001705 | 0.001763 | 0.001683 | 0.001592 | 0.00152 | 0.001629 | 0.001492 | 0.001412 | 0.001282 | 0.001099 | 0.000929 | 0.00082 | 0.000635 | 0.000494 | 0.00045 | 0.000314 | 0.000257 | 0.000137 | 0 | -0.00012 | -0.000314 | -0.000486 | -0.000602 | -0.000806 | -0.000934 | -0.001116 | -0.001265 | -0.001425
0.000114 | 0.001407 | 0.001341 | 0.001595 | 0.001802 | 0.001847 | 0.001893 | 0.001958 | 0.00182 | 0.001748 | 0.001763 | 0.001614 | 0.001674 | 0.001478 | 0.001336 | 0.001237 | 0.001065 | 0.000984 | 0.000797 | 0.000649 | 0.000595 | 0.000563 | 0.000342 | 0.000221 | 0.000141 | 0 | -0.000213 | -0.000232 | -0.000476 | -0.000627 | -0.000813 | -0.000923 | -0.001066 | -0.001226 | -0.001316
0.000277 | 0.001591 | 0.001648 | 0.001774 | 0.001902 | 0.001989 | 0.001964 | 0.00181 | 0.001802 | 0.001682 | 0.001575 | 0.00161 | 0.001556 | 0.001549 | 0.001473 | 0.001333 | 0.001143 | 0.001051 | 0.000865 | 0.000749 | 0.000693 | 0.000525 | 0.000386 | 0.000288 | 0.000234 | 0 | -8.4e-05 | -0.000319 | -0.000503 | -0.000522 | -0.000723 | -0.000993 | -0.001077 | -0.00119 | -0.001444
-0.000232 | 0.001226 | 0.00097 | 0.001171 | 0.001356 | 0.001582 | 0.001662 | 0.001584 | 0.001607 | 0.001496 | 0.001536 | 0.001418 | 0.001502 | 0.001316 | 0.001229 | 0.001083 | 0.000944 | 0.000791 | 0.000634 | 0.000475 | 0.000399 | 0.000424 | 0.000278 | 0.000158 | 7.6e-05 | 0 | -0.000185 | -0.000325 | -0.00052 | -0.000621 | -0.00088 | -0.000944 | -0.00117 | -0.001381 | -0.001435
-8.1e-05 | 0.001368 | 0.001449 | 0.001724 | 0.001867 | 0.001912 | 0.001933 | 0.001968 | 0.001839 | 0.001731 | 0.001696 | 0.001602 | 0.0016 | 0.00143 | 0.001357 | 0.001313 | 0.00109 | 0.001024 | 0.000835 | 0.000744 | 0.000714 | 0.000535 | 0.000485 | 0.000285 | 0.00022 | 0 | -0.000134 | -0.000236 | -0.000514 | -0.000601 | -0.000773 | -0.000999 | -0.001112 | -0.001253 | -0.001542
-0.000135 | 0.001453 | 0.001509 | 0.001582 | 0.001712 | 0.001814 | 0.001855 | 0.001687 | 0.001637 | 0.001571 | 0.001394 | 0.001492 | 0.00144 | 0.001463 | 0.001357 | 0.001259 | 0.001082 | 0.000967 | 0.00085 | 0.000711 | 0.000592 | 0.000525 | 0.000371 | 0.000269 | 0.000244 | 0 | -7.3e-05 | -0.000337 | -0.000552 | -0.000556 | -0.000822 | -0.001085 | -0.001159 | -0.001418 | -0.001621
-0.000236 | 0.001369 | 0.001077 | 0.001394 | 0.001642 | 0.001802 | 0.001904 | 0.001811 | 0.001837 | 0.001757 | 0.001738 | 0.001469 | 0.001663 | 0.001405 | 0.001287 | 0.001164 | 0.000985 | 0.000897 | 0.000698 | 0.000517 | 0.000489 | 0.000514 | 0.00032 | 0.000184 | 0.000119 | 0 | -0.00019 | -0.000278 | -0.000449 | -0.000714 | -0.000933 | -0.000959 | -0.001245 | -0.001466 | -0.001518
0.000438 | 0.001887 | 0.002099 | 0.002269 | 0.002357 | 0.002366 | 0.002342 | 0.002285 | 0.002043 | 0.001909 | 0.001845 | 0.00184 | 0.001674 | 0.00158 | 0.001455 | 0.001448 | 0.001164 | 0.001109 | 0.000925 | 0.000812 | 0.000791 | 0.000522 | 0.000482 | 0.000301 | 0.000237 | 0 | -0.000242 | -0.00033 | -0.000598 | -0.000642 | -0.000844 | -0.001112 | -0.001236 | -0.001437 | -0.001844
0.000422 | 0.001973 | 0.001786 | 0.001935 | 0.002033 | 0.002146 | 0.00225 | 0.001976 | 0.001998 | 0.001834 | 0.001706 | 0.001728 | 0.001673 | 0.001612 | 0.001488 | 0.001355 | 0.001153 | 0.000962 | 0.000868 | 0.000693 | 0.000591 | 0.000598 | 0.000334 | 0.000358 | 0.00021 | 0 | -0.000114 | -0.000403 | -0.000509 | -0.000684 | -0.000935 | -0.00116 | -0.001353 | -0.001521 | -0.001785
0.000342 | 0.001843 | 0.001646 | 0.001994 | 0.002213 | 0.002247 | 0.002368 | 0.002307 | 0.002174 | 0.002032 | 0.001972 | 0.001708 | 0.00186 | 0.001595 | 0.001399 | 0.001254 | 0.001173 | 0.001044 | 0.000826 | 0.000727 | 0.000622 | 0.000563 | 0.000457 | 0.000174 | 0.000108 | 0 | -0.000225 | -0.000238 | -0.000564 | -0.000693 | -0.000999 | -0.001078 | -0.001328 | -0.00161 | -0.00178
0.000535 | 0.002119 | 0.002356 | 0.002431 | 0.002481 | 0.002523 | 0.002482 | 0.002273 | 0.00212 | 0.002004 | 0.001825 | 0.001866 | 0.001733 | 0.001697 | 0.001532 | 0.001558 | 0.001214 | 0.001135 | 0.000988 | 0.000868 | 0.00081 | 0.000562 | 0.000493 | 0.000388 | 0.000322 | 0 | -0.000161 | -0.000346 | -0.000604 | -0.000582 | -0.000849 | -0.00117 | -0.001307 | -0.001521 | -0.002011
0.000223 | 0.001864 | 0.001636 | 0.001876 | 0.002099 | 0.002258 | 0.002425 | 0.002166 | 0.00218 | 0.001987 | 0.001845 | 0.001723 | 0.001809 | 0.001688 | 0.001537 | 0.001373 | 0.001156 | 0.001005 | 0.000856 | 0.000625 | 0.000556 | 0.000569 | 0.000368 | 0.000292 | 0.000188 | 0 | -7.5e-05 | -0.000286 | -0.000529 | -0.000765 | -0.000985 | -0.001153 | -0.001359 | -0.00165 | -0.001848
0.000186 | 0.001947 | 0.002065 | 0.002394 | 0.002554 | 0.002617 | 0.002605 | 0.002556 | 0.002374 | 0.002203 | 0.002072 | 0.001926 | 0.001897 | 0.001642 | 0.001504 | 0.001468 | 0.001196 | 0.001184 | 0.000854 | 0.000811 | 0.000645 | 0.000518 | 0.000433 | 0.000191 | 0.000153 | 0 | -0.000337 | -0.000289 | -0.000596 | -0.000729 | -0.001051 | -0.001244 | -0.001504 | -0.001779 | -0.002178
0.000734 | 0.002375 | 0.002464 | 0.002625 | 0.002623 | 0.002734 | 0.00273 | 0.002528 | 0.002289 | 0.002174 | 0.001973 | 0.002004 | 0.001848 | 0.00191 | 0.001685 | 0.001663 | 0.001407 | 0.001212 | 0.00108 | 0.000867 | 0.000786 | 0.00063 | 0.000437 | 0.000383 | 0.000241 | 0 | -0.000138 | -0.000457 | -0.000641 | -0.000743 | -0.000926 | -0.001278 | -0.001359 | -0.00167 | -0.002128
0.000176 | 0.002028 | 0.00183 | 0.002051 | 0.002379 | 0.002488 | 0.002709 | 0.002522 | 0.002439 | 0.002354 | 0.002167 | 0.001925 | 0.002001 | 0.001736 | 0.001663 | 0.001486 | 0.001301 | 0.001064 | 0.000906 | 0.000636 | 0.000521 | 0.000537 | 0.000358 | 0.00031 | 0.000196 | 0 | -0.000139 | -0.000347 | -0.000497 | -0.000677 | -0.001018 | -0.001052 | -0.001494 | -0.001752 | -0.001931
0.000493 | 0.00221 | 0.002485 | 0.002777 | 0.002966 | 0.00295 | 0.002937 | 0.002872 | 0.002446 | 0.002322 | 0.002169 | 0.002138 | 0.002027 | 0.001861 | 0.001696 | 0.001611 | 0.00137 | 0.001359 | 0.001056 | 0.001025 | 0.000908 | 0.000677 | 0.00058 | 0.000254 | 0.000241 | 0 | -0.000204 | -0.000309 | -0.000703 | -0.000769 | -0.001025 | -0.001291 | -0.001504 | -0.001806 | -0.00228
0.000776 | 0.002541 | 0.002458 | 0.002686 | 0.002759 | 0.00295 | 0.003038 | 0.002601 | 0.002619 | 0.002317 | 0.002177 | 0.002147 | 0.002075 | 0.002037 | 0.001862 | 0.001795 | 0.001613 | 0.001304 | 0.001174 | 0.000873 | 0.000808 | 0.000698 | 0.000504 | 0.000445 | 0.000347 | 0 | -8.6e-05 | -0.000296 | -0.000534 | -0.000765 | -0.000999 | -0.001258 | -0.001373 | -0.001618 | -0.002051
0.000465 | 0.002339 | 0.002186 | 0.002581 | 0.002904 | 0.002886 | 0.003005 | 0.003007 | 0.002803 | 0.002714 | 0.002511 | 0.002276 | 0.002379 | 0.001994 | 0.001929 | 0.001607 | 0.001464 | 0.001355 | 0.001066 | 0.000874 | 0.000727 | 0.000611 | 0.000537 | 0.000356 | 0.000219 | 0 | -0.000284 | -0.000293 | -0.000537 | -0.000738 | -0.001036 | -0.00119 | -0.001472 | -0.001851 | -0.002038
0.000706 | 0.002504 | 0.002815 | 0.003032 | 0.003037 | 0.003162 | 0.003191 | 0.002904 | 0.00262 | 0.002377 | 0.002334 | 0.002282 | 0.002106 | 0.002097 | 0.001902 | 0.001903 | 0.001533 | 0.001414 | 0.001183 | 0.00105 | 0.000942 | 0.000643 | 0.000621 | 0.000296 | 0.000224 | 0 | -0.000198 | -0.000404 | -0.000816 | -0.000864 | -0.001072 | -0.001441 | -0.00169 | -0.001864 | -0.002353
0.000684 | 0.002621 | 0.002324 | 0.002583 | 0.002749 | 0.002947 | 0.003047 | 0.002828 | 0.002769 | 0.002752 | 0.002394 | 0.00238 | 0.002358 | 0.002208 | 0.002073 | 0.001862 | 0.001715 | 0.001426 | 0.001251 | 0.000965 | 0.000866 | 0.000748 | 0.00046 | 0.000514 | 0.000298 | 0 | -8.3e-05 | -0.000361 | -0.000634 | -0.000636 | -0.001009 | -0.0011 | -0.001416 | -0.001764 | -0.00193
0.000186 | 0.002172 | 0.002289 | 0.002624 | 0.002919 | 0.002884 | 0.00304 | 0.003006 | 0.002608 | 0.002515 | 0.002522 | 0.002161 | 0.002309 | 0.001978 | 0.001816 | 0.001719 | 0.001423 | 0.001437 | 0.00116 | 0.000948 | 0.000859 | 0.000612 | 0.000502 | 0.000285 | 0.000227 | 0 | -0.000385 | -0.000403 | -0.000782 | -0.000939 | -0.00114 | -0.001345 | -0.001561 | -0.001953 | -0.002295
-0.000294 | 0.002259 | 0.002715 | 0.002886 | 0.002867 | 0.002981 | 0.003055 | 0.002611 | 0.00249 | 0.002269 | 0.001949 | 0.00232 | 0.001992 | 0.00215 | 0.002016 | 0.002071 | 0.001725 | 0.001559 | 0.001441 | 0.001182 | 0.001137 | 0.000789 | 0.000745 | 0.000583 | 0.00032 | 0 | -0.000233 | -0.000712 | -0.000973 | -0.000978 | -0.001324 | -0.001975 | -0.001954 | -0.002203 | -0.002894