## Moorings
Mooring OOIBARCODE | Ref Des | Serial Number | Deployment Number | Anchor Launch Date | Anchor Launch Time | Recover Date | Latitude | Longitude | Water Depth | Cruise Number | Notes | decimal latitude | decimal longitude
| CE02SHSM | CE02SHSM-00004 | 4 | 2016-09-26 | 21:25 |  | 44.6393 | -124.304 | 80 | AT37-03 |  | 44.6393 | -124.304

## Asset_Cal_Info
Ref Des | Mooring OOIBARCODE | Mooring Serial Number | Deployment Number | Sensor OOIBARCODE | Sensor Serial Number | Calibration Cofficient Name | Calibration Cofficient Value | Notes
CE02SHSM-SBD12-08-FDCHPA000 |  | CE02SHSM-00004 | 4 |  | 0012 | No Calibration Coefficient
CE02SHSM-SBD11-02-HYDGN0000 |  | CE02SHSM-00004 | 4 |  | M2A542323 | No Calibration Coefficient
CE02SHSM-SBD12-03-HYDGN0000 |  | CE02SHSM-00004 | 4 |  | M2A542490 | No Calibration Coefficient
CE02SHSM-SBD11-06-METBKA000 |  | CE02SHSM-00004 | 4 |  | LGR006 | CC_lat | 44.6393
CE02SHSM-SBD11-06-METBKA000 |  | CE02SHSM-00004 | 4 |  | LGR006 | CC_lon | -124.304
CE02SHSM-SBD11-06-METBKA000 |  | CE02SHSM-00004 | 4 |  | LGR006 | CC_depth_of_conductivity_and_temperature_measurements_m | 1.168 | [m]
CE02SHSM-SBD11-06-METBKA000 |  | CE02SHSM-00004 | 4 |  | LGR006 | CC_height_of_air_humidity_measurement_m | 4.034 | [m]
CE02SHSM-SBD11-06-METBKA000 |  | CE02SHSM-00004 | 4 |  | LGR006 | CC_height_of_air_temperature_measurement_m | 4.034 | [m]
CE02SHSM-SBD11-06-METBKA000 |  | CE02SHSM-00004 | 4 |  | LGR006 | CC_height_of_windspeed_sensor_above_sealevel_m | 4.519 | [m]
CE02SHSM-SBD11-06-METBKA000 |  | CE02SHSM-00004 | 4 |  | LGR006 | CC_jcool | 1 | Constant
CE02SHSM-SBD11-06-METBKA000 |  | CE02SHSM-00004 | 4 |  | LGR006 | CC_jwarm | 1 | Constant
CE02SHSM-SBD11-06-METBKA000 |  | CE02SHSM-00004 | 4 |  | LGR006 | CC_zinvpbl | 600 | Constant
CE02SHSM-SBD11-01-MOPAK0000 |  | CE02SHSM-00004 | 4 |  | 6223-4220-43260 | No Calibration Coefficient
CE02SHSM-SBD12-04-PCO2AA000 |  | CE02SHSM-00004 | 4 |  | 35-257-50A | No Calibration Coefficient
CE02SHSM-SBD11-04-VELPTA000 |  | CE02SHSM-00004 | 4 |  | 12703 | CC_lat | 44.6393
CE02SHSM-SBD11-04-VELPTA000 |  | CE02SHSM-00004 | 4 |  | 12703 | CC_lon | -124.304
CE02SHSM-SBD12-05-WAVSSA000 |  | CE02SHSM-00004 | 4 |  | TAS05271 | CC_lat | 44.6393
CE02SHSM-SBD12-05-WAVSSA000 |  | CE02SHSM-00004 | 4 |  | TAS05271 | CC_lon | -124.304
CE02SHSM-RID26-01-ADCPTA000 |  | CE02SHSM-00004 | 4 |  | 19024 | CC_depth | 7000 | [mm]; NOT NEEDED for ENDURANCE
CE02SHSM-RID26-01-ADCPTA000 |  | CE02SHSM-00004 | 4 |  | 19024 | CC_lat | 44.6393
CE02SHSM-RID26-01-ADCPTA000 |  | CE02SHSM-00004 | 4 |  | 19024 | CC_lon | -124.304
CE02SHSM-RID26-01-ADCPTA000 |  | CE02SHSM-00004 | 4 |  | 19024 | CC_scale_factor1 | 0.45
CE02SHSM-RID26-01-ADCPTA000 |  | CE02SHSM-00004 | 4 |  | 19024 | CC_scale_factor2 | 0.45
CE02SHSM-RID26-01-ADCPTA000 |  | CE02SHSM-00004 | 4 |  | 19024 | CC_scale_factor3 | 0.45
CE02SHSM-RID26-01-ADCPTA000 |  | CE02SHSM-00004 | 4 |  | 19024 | CC_scale_factor4 | 0.45
CE02SHSM-RID27-03-CTDBPC000 |  | CE02SHSM-00004 | 4 |  | 16-50011 | CC_lat | 44.6393
CE02SHSM-RID27-03-CTDBPC000 |  | CE02SHSM-00004 | 4 |  | 16-50011 | CC_lon | -124.304
CE02SHSM-RID27-03-CTDBPC000 |  | CE02SHSM-00004 | 4 |  | 16-50011 | CC_a0 | 0.0012736
CE02SHSM-RID27-03-CTDBPC000 |  | CE02SHSM-00004 | 4 |  | 16-50011 | CC_a1 | 0.00027003
CE02SHSM-RID27-03-CTDBPC000 |  | CE02SHSM-00004 | 4 |  | 16-50011 | CC_a2 | -6.7071e-07
CE02SHSM-RID27-03-CTDBPC000 |  | CE02SHSM-00004 | 4 |  | 16-50011 | CC_a3 | 1.6189e-07
CE02SHSM-RID27-03-CTDBPC000 |  | CE02SHSM-00004 | 4 |  | 16-50011 | CC_ptempa0 | -58.4534
CE02SHSM-RID27-03-CTDBPC000 |  | CE02SHSM-00004 | 4 |  | 16-50011 | CC_ptempa1 | 53.6844
CE02SHSM-RID27-03-CTDBPC000 |  | CE02SHSM-00004 | 4 |  | 16-50011 | CC_ptempa2 | -0.34011
CE02SHSM-RID27-03-CTDBPC000 |  | CE02SHSM-00004 | 4 |  | 16-50011 | CC_ptca0 | 524551.419
CE02SHSM-RID27-03-CTDBPC000 |  | CE02SHSM-00004 | 4 |  | 16-50011 | CC_ptca1 | -22.1015
CE02SHSM-RID27-03-CTDBPC000 |  | CE02SHSM-00004 | 4 |  | 16-50011 | CC_ptca2 | 0.33332
CE02SHSM-RID27-03-CTDBPC000 |  | CE02SHSM-00004 | 4 |  | 16-50011 | CC_ptcb0 | 25.0263
CE02SHSM-RID27-03-CTDBPC000 |  | CE02SHSM-00004 | 4 |  | 16-50011 | CC_ptcb1 | -0.00035
CE02SHSM-RID27-03-CTDBPC000 |  | CE02SHSM-00004 | 4 |  | 16-50011 | CC_ptcb2 | 0
CE02SHSM-RID27-03-CTDBPC000 |  | CE02SHSM-00004 | 4 |  | 16-50011 | CC_pa0 | -0.15988
CE02SHSM-RID27-03-CTDBPC000 |  | CE02SHSM-00004 | 4 |  | 16-50011 | CC_pa1 | 0.00048887
CE02SHSM-RID27-03-CTDBPC000 |  | CE02SHSM-00004 | 4 |  | 16-50011 | CC_pa2 | -6.3095e-12
CE02SHSM-RID27-03-CTDBPC000 |  | CE02SHSM-00004 | 4 |  | 16-50011 | CC_g | -0.97259
CE02SHSM-RID27-03-CTDBPC000 |  | CE02SHSM-00004 | 4 |  | 16-50011 | CC_h | 0.13872
CE02SHSM-RID27-03-CTDBPC000 |  | CE02SHSM-00004 | 4 |  | 16-50011 | CC_i | -0.0002947
CE02SHSM-RID27-03-CTDBPC000 |  | CE02SHSM-00004 | 4 |  | 16-50011 | CC_j | 4.077e-05
CE02SHSM-RID27-03-CTDBPC000 |  | CE02SHSM-00004 | 4 |  | 16-50011 | CC_cpcor | -9.57e-08
CE02SHSM-RID27-03-CTDBPC000 |  | CE02SHSM-00004 | 4 |  | 16-50011 | CC_ctcor | 3.25e-06
CE02SHSM-RID27-04-DOSTAD000 |  | CE02SHSM-00004 | 4 |  | 217 | CC_lat | 44.6393
CE02SHSM-RID27-04-DOSTAD000 |  | CE02SHSM-00004 | 4 |  | 217 | CC_lon | -124.304
CE02SHSM-RID27-04-DOSTAD000 |  | CE02SHSM-00004 | 4 |  | 217 | CC_csv | [3.317023E-03, 1.422649E-04, 2.350172E-06, 2.322492E+02, -3.952779E-01, -5.875123E+01, 4.535583E+00]
CE02SHSM-RID27-04-DOSTAD000 |  | CE02SHSM-00004 | 4 |  | 217 | CC_conc_coef | [0.0, 1.0]
CE02SHSM-RID27-02-FLORTD000 |  | CE02SHSM-00004 | 4 |  | 1153 | CC_dark_counts_volume_scatter | 50
CE02SHSM-RID27-02-FLORTD000 |  | CE02SHSM-00004 | 4 |  | 1153 | CC_scale_factor_volume_scatter | 1.86e-06
CE02SHSM-RID27-02-FLORTD000 |  | CE02SHSM-00004 | 4 |  | 1153 | CC_dark_counts_chlorophyll_a | 53
CE02SHSM-RID27-02-FLORTD000 |  | CE02SHSM-00004 | 4 |  | 1153 | CC_scale_factor_chlorophyll_a | 0.0069
CE02SHSM-RID27-02-FLORTD000 |  | CE02SHSM-00004 | 4 |  | 1153 | CC_dark_counts_cdom | 45
CE02SHSM-RID27-02-FLORTD000 |  | CE02SHSM-00004 | 4 |  | 1153 | CC_scale_factor_cdom | 0.0786
CE02SHSM-RID27-02-FLORTD000 |  | CE02SHSM-00004 | 4 |  | 1153 | CC_scattering_angle | 124 | Constant
CE02SHSM-RID27-02-FLORTD000 |  | CE02SHSM-00004 | 4 |  | 1153 | CC_measurement_wavelength | 700 | Constant
CE02SHSM-RID27-02-FLORTD000 |  | CE02SHSM-00004 | 4 |  | 1153 | CC_angular_resolution | 1.076 | Constant
CE02SHSM-RID27-02-FLORTD000 |  | CE02SHSM-00004 | 4 |  | 1153 | CC_depolarization_ratio | 0.039 | Constant
CE02SHSM-RID26-07-NUTNRB000 |  | CE02SHSM-00004 | 4 |  | 288 | CC_lower_wavelength_limit_for_spectra_fit | 217 | Constant
CE02SHSM-RID26-07-NUTNRB000 |  | CE02SHSM-00004 | 4 |  | 288 | CC_upper_wavelength_limit_for_spectra_fit | 240 | Constant
CE02SHSM-RID26-07-NUTNRB000 |  | CE02SHSM-00004 | 4 |  | 288 | CC_cal_temp | 20.02
CE02SHSM-RID26-07-NUTNRB000 |  | CE02SHSM-00004 | 4 |  | 288 | CC_wl | [189.19, 189.99, 190.78, 191.57, 192.36, 193.15, 193.95, 194.74, 195.53, 196.32, 197.12, 197.91, 198.70, 199.50, 200.29, 201.09, 201.88, 202.68, 203.47, 204.27, 205.06, 205.86, 206.66, 207.45, 208.25, 209.05, 209.84, 210.64, 211.44, 212.24, 213.04, 213.83, 214.63, 215.43, 216.23, 217.03, 217.83, 218.63, 219.43, 220.23, 221.03, 221.83, 222.63, 223.43, 224.23, 225.03, 225.83, 226.63, 227.44, 228.24, 229.04, 229.84, 230.64, 231.45, 232.25, 233.05, 233.85, 234.66, 235.46, 236.26, 237.07, 237.87, 238.68, 239.48, 240.28, 241.09, 241.89, 242.70, 243.50, 244.31, 245.11, 245.92, 246.72, 247.53, 248.34, 249.14, 249.95, 250.75, 251.56, 252.37, 253.17, 253.98, 254.79, 255.59, 256.40, 257.21, 258.01, 258.82, 259.63, 260.44, 261.24, 262.05, 262.86, 263.67, 264.47, 265.28, 266.09, 266.90, 267.71, 268.52, 269.32, 270.13, 270.94, 271.75, 272.56, 273.37, 274.18, 274.99, 275.80, 276.60, 277.41, 278.22, 279.03, 279.84, 280.65, 281.46, 282.27, 283.08, 283.89, 284.70, 285.51, 286.32, 287.13, 287.94, 288.75, 289.56, 290.37, 291.18, 291.99, 292.80, 293.61, 294.42, 295.23, 296.04, 296.85, 297.66, 298.47, 299.28, 300.09, 300.90, 301.71, 302.52, 303.34, 304.15, 304.96, 305.77, 306.58, 307.39, 308.20, 309.01, 309.82, 310.63, 311.44, 312.25, 313.06, 313.87, 314.68, 315.49, 316.30, 317.11, 317.92, 318.73, 319.54, 320.35, 321.16, 321.97, 322.78, 323.59, 324.40, 325.21, 326.02, 326.83, 327.64, 328.45, 329.26, 330.07, 330.88, 331.69, 332.50, 333.31, 334.12, 334.93, 335.74, 336.55, 337.36, 338.17, 338.97, 339.78, 340.59, 341.40, 342.21, 343.02, 343.83, 344.63, 345.44, 346.25, 347.06, 347.87, 348.68, 349.48, 350.29, 351.10, 351.91, 352.71, 353.52, 354.33, 355.14, 355.94, 356.75, 357.56, 358.36, 359.17, 359.98, 360.78, 361.59, 362.39, 363.20, 364.01, 364.81, 365.62, 366.42, 367.23, 368.03, 368.84, 369.64, 370.45, 371.25, 372.05, 372.86, 373.66, 374.47, 375.27, 376.07, 376.88, 377.68, 378.48, 379.29, 380.09, 380.89, 381.69, 382.50, 383.30, 384.10, 384.90, 385.70, 386.51, 387.31, 388.11, 388.91, 389.71, 390.51, 391.31, 392.11, 392.91, 393.71, 394.51]
CE02SHSM-RID26-07-NUTNRB000 |  | CE02SHSM-00004 | 4 |  | 288 | CC_eno3 | [-0.00115405, 0.00169766, 0.00105236, -0.00351653, 0.00459177, 0.00295786, -0.00165431, -0.00675422, 0.00208741, 0.00146991, 0.00286949, 0.00138665, 0.00982769, 0.00007945, 0.00466579, 0.00197210, -0.00440906, -0.00348122, -0.00309347, -0.00376982, 0.00615889, -0.00089860, 0.00176287, 0.00297471, 0.00480170, 0.00587684, 0.00643719, 0.00653332, 0.00637151, 0.00643590, 0.00613770, 0.00589290, 0.00560734, 0.00527991, 0.00495287, 0.00462468, 0.00427935, 0.00394818, 0.00362122, 0.00328300, 0.00297565, 0.00267973, 0.00239361, 0.00213250, 0.00188593, 0.00165028, 0.00144612, 0.00126965, 0.00109191, 0.00094347, 0.00080861, 0.00068151, 0.00058988, 0.00049309, 0.00041097, 0.00034212, 0.00028326, 0.00022656, 0.00018884, 0.00015143, 0.00012089, 0.00009411, 0.00006738, 0.00005310, 0.00002880, 0.00002431, 0.00001137, 0.00000615, -0.00000352, -0.00000038, -0.00001183, -0.00000985, -0.00001877, -0.00001569, -0.00001325, -0.00001146, -0.00000912, -0.00001373, -0.00001768, -0.00000216, -0.00000090, 0.00000284, 0.00000716, 0.00000471, 0.00000353, 0.00001112, 0.00001235, 0.00000515, 0.00001088, 0.00001166, 0.00001780, 0.00002535, 0.00002125, 0.00002823, 0.00003517, 0.00004219, 0.00003568, 0.00003609, 0.00004431, 0.00004221, 0.00005262, 0.00005804, 0.00005602, 0.00006225, 0.00004630, 0.00006059, 0.00006498, 0.00006996, 0.00007008, 0.00008725, 0.00008786, 0.00009206, 0.00009289, 0.00010528, 0.00011813, 0.00010942, 0.00010143, 0.00010680, 0.00010521, 0.00010916, 0.00012069, 0.00012017, 0.00012198, 0.00012814, 0.00012153, 0.00014360, 0.00014106, 0.00014263, 0.00014520, 0.00014696, 0.00015721, 0.00015532, 0.00016762, 0.00016032, 0.00016908, 0.00017898, 0.00018224, 0.00018754, 0.00018150, 0.00018906, 0.00018584, 0.00019144, 0.00019493, 0.00020050, 0.00019510, 0.00020630, 0.00019785, 0.00020763, 0.00022812, 0.00021210, 0.00021915, 0.00022284, 0.00021906, 0.00023003, 0.00022355, 0.00023309, 0.00023228, 0.00023907, 0.00025762, 0.00026159, 0.00026490, 0.00026298, 0.00027056, 0.00026426, 0.00027172, 0.00026311, 0.00025903, 0.00025351, 0.00026958, 0.00027011, 0.00027337, 0.00027867, 0.00031702, 0.00028927, 0.00028628, 0.00029358, 0.00028636, 0.00030660, 0.00030821, 0.00029831, 0.00031814, 0.00032832, 0.00031393, 0.00032671, 0.00033286, 0.00033192, 0.00033358, 0.00034744, 0.00032947, 0.00033708, 0.00033009, 0.00034673, 0.00033980, 0.00034498, 0.00036070, 0.00035367, 0.00035710, 0.00036126, 0.00036417, 0.00035797, 0.00036639, 0.00037650, 0.00036918, 0.00036969, 0.00039958, 0.00035137, 0.00039757, 0.00038570, 0.00039980, 0.00039318, 0.00041165, 0.00040078, 0.00041345, 0.00041253, 0.00041133, 0.00041193, 0.00040231, 0.00042528, 0.00043039, 0.00043188, 0.00043448, 0.00042804, 0.00044991, 0.00044465, 0.00044852, 0.00046529, 0.00046801, 0.00047356, 0.00043946, 0.00044733, 0.00047407, 0.00048704, 0.00042683, 0.00045713, 0.00047316, 0.00045857, 0.00046974, 0.00048740, 0.00046642, 0.00047615, 0.00049928, 0.00048920, 0.00050586, 0.00050740, 0.00051562, 0.00054402, 0.00053188, 0.00052307, 0.00054104, 0.00052921, 0.00053555, 0.00052355, 0.00049420, 0.00049911, 0.00051974, 0.00052286]
CE02SHSM-RID26-07-NUTNRB000 |  | CE02SHSM-00004 | 4 |  | 288 | CC_eswa | [0.00320270, 0.00723183, 0.00602673, 0.00757465, -0.00364028, 0.00287333, 0.00654450, 0.01199430, 0.00335697, 0.00892002, 0.00744914, 0.00311507, 0.00999794, 0.02289986, 0.03203133, 0.04522283, 0.05683494, 0.06048949, 0.06327488, 0.06626528, 0.06614863, 0.06510198, 0.06248194, 0.05741395, 0.05299879, 0.04658943, 0.04033459, 0.03444234, 0.02922055, 0.02433548, 0.02018316, 0.01660539, 0.01355283, 0.01097517, 0.00881074, 0.00702423, 0.00556519, 0.00436658, 0.00342262, 0.00266996, 0.00207557, 0.00160656, 0.00125936, 0.00098149, 0.00077381, 0.00062192, 0.00048896, 0.00039110, 0.00031727, 0.00025624, 0.00021656, 0.00018372, 0.00014442, 0.00012150, 0.00010855, 0.00009346, 0.00007771, 0.00006952, 0.00005277, 0.00004346, 0.00003343, 0.00002880, 0.00002788, 0.00001364, 0.00002006, 0.00000771, 0.00000376, 0.00000468, 0.00000375, -0.00000196, -0.00000525, -0.00001084, -0.00000220, -0.00000553, -0.00000808, -0.00001378, -0.00000996, -0.00000527, -0.00000287, -0.00000423, 0.00000581, -0.00000564, -0.00000364, 0.00000177, 0.00000569, 0.00000647, 0.00000795, 0.00000428, 0.00000732, 0.00000770, 0.00001176, 0.00001306, 0.00002116, 0.00001562, 0.00001524, 0.00001551, 0.00002592, 0.00002723, 0.00002141, 0.00002143, 0.00002468, 0.00002718, 0.00002832, 0.00002011, 0.00002856, 0.00002381, 0.00002451, 0.00002473, 0.00003350, 0.00001627, 0.00002455, 0.00001329, 0.00002749, 0.00001744, -0.00000189, 0.00000131, 0.00001655, 0.00000910, 0.00001527, 0.00000319, 0.00000751, 0.00000652, -0.00000213, 0.00000189, 0.00001244, 0.00000348, 0.00000818, 0.00001791, 0.00000658, 0.00001037, 0.00001162, 0.00000297, -0.00000272, 0.00000173, 0.00000374, 0.00000101, 0.00000972, 0.00000858, 0.00001238, 0.00001825, 0.00001742, 0.00001224, 0.00001530, 0.00002283, 0.00002344, 0.00001890, 0.00003311, 0.00002518, 0.00001601, 0.00003557, 0.00003062, 0.00003145, 0.00004560, 0.00003808, 0.00005702, 0.00005436, 0.00005019, 0.00005536, 0.00005370, 0.00003946, 0.00003633, 0.00006641, 0.00005361, 0.00006235, 0.00004723, 0.00006647, 0.00007266, 0.00007702, 0.00008997, 0.00007613, 0.00008230, 0.00009751, 0.00008442, 0.00008127, 0.00009227, 0.00010380, 0.00010376, 0.00010341, 0.00008502, 0.00010393, 0.00010089, 0.00009755, 0.00009424, 0.00011746, 0.00011691, 0.00012742, 0.00012467, 0.00012816, 0.00014406, 0.00015210, 0.00014639, 0.00013532, 0.00015775, 0.00015005, 0.00014354, 0.00016236, 0.00017186, 0.00015776, 0.00017549, 0.00018034, 0.00017675, 0.00017342, 0.00019997, 0.00019166, 0.00017617, 0.00021144, 0.00018273, 0.00017807, 0.00018985, 0.00020714, 0.00016787, 0.00021098, 0.00019379, 0.00020144, 0.00020750, 0.00022573, 0.00023618, 0.00023439, 0.00023127, 0.00021010, 0.00022792, 0.00029128, 0.00023129, 0.00027789, 0.00023402, 0.00022657, 0.00024887, 0.00028201, 0.00024547, 0.00027056, 0.00025155, 0.00027349, 0.00027479, 0.00027352, 0.00029819, 0.00028823, 0.00029301, 0.00030007, 0.00027430, 0.00030445, 0.00028361, 0.00027090, 0.00027925, 0.00028668, 0.00024270, 0.00027188, 0.00029091, 0.00028509, 0.00027918, 0.00032280, 0.00027111, 0.00029876, 0.00035374, 0.00034257, 0.00032776, 0.00033021]
CE02SHSM-RID26-07-NUTNRB000 |  | CE02SHSM-00004 | 4 |  | 288 | CC_di | [33.39549746, 37.35846042, 45.09920116, 47.54364561, 48.80290487, 51.87697894, 50.76586783, 57.35846042, 59.65475672, 59.98809005, 68.35846042, 106.54364561, 254.21031227, 653.61771968, 1553.65475672, 3162.91401598, 5441.43253450, 8049.24734931, 10646.50660857, 13036.17327524, 15248.91401598, 17406.13623820, 19638.72883079, 22035.02512709, 24607.13623820, 27380.61771968, 30260.09920116, 33139.13623820, 35864.28438635, 38190.65475672, 39988.09920116, 41082.50660857, 41398.61771968, 40988.39549746, 39956.02512709, 38543.95105301, 36938.91401598, 35356.50660857, 33911.17327524, 32736.58068264, 31829.76586783, 31256.72883079, 31019.69179375, 31103.83994190, 31525.98809005, 32312.98809005, 33387.06216412, 34831.28438635, 36555.46957153, 38581.09920116, 40851.54364561, 43364.17327524, 45915.69179375, 48482.02512709, 50900.28438635, 52999.76586783, 54605.58068264, 55626.02512709, 55933.50660857, 55582.54364561, 54574.28438635, 52915.24734931, 50898.24734931, 48600.76586783, 46156.02512709, 43816.91401598, 41559.39549746, 39459.80290487, 37578.35846042, 35962.76586783, 34578.87697894, 33438.24734931, 32484.91401598, 31735.72883079, 31197.87697894, 30815.50660857, 30608.35846042, 30547.02512709, 30633.06216412, 30861.95105301, 31232.95105301, 31683.58068264, 32260.91401598, 32932.91401598, 33645.13623820, 34368.32142338, 35066.13623820, 35700.91401598, 36230.06216412, 36596.72883079, 36748.80290487, 36661.61771968, 36301.32142338, 35656.61771968, 34775.58068264, 33690.17327524, 32405.02512709, 31003.06216412, 29545.35846042, 28030.91401598, 26610.54364561, 25217.24734931, 23910.80290487, 22747.39549746, 21685.58068264, 20751.39549746, 19938.09920116, 19255.17327524, 18689.43253450, 18236.65475672, 17891.06216412, 17644.21031227, 17502.21031227, 17430.50660857, 17452.98809005, 17549.95105301, 17720.58068264, 17973.46957153, 18306.87697894, 18712.50660857, 19199.65475672, 19769.91401598, 20413.13623820, 21111.58068264, 21897.28438635, 22727.95105301, 23635.35846042, 24556.32142338, 25475.83994190, 26407.58068264, 27283.21031227, 28108.95105301, 28850.28438635, 29475.61771968, 29980.46957153, 30353.43253450, 30580.83994190, 30636.69179375, 30562.39549746, 30321.13623820, 29941.80290487, 29471.21031227, 28885.24734931, 28202.28438635, 27471.39549746, 26693.32142338, 25899.76586783, 25124.95105301, 24326.80290487, 23555.98809005, 22822.65475672, 22130.61771968, 21478.02512709, 20876.02512709, 20295.54364561, 19762.87697894, 19288.80290487, 18849.69179375, 18459.09920116, 18118.91401598, 17812.95105301, 17553.91401598, 17332.21031227, 17160.06216412, 17024.17327524, 16914.61771968, 16814.06216412, 16755.35846042, 16681.72883079, 16621.87697894, 16566.06216412, 16506.21031227, 16444.54364561, 16401.58068264, 16382.02512709, 16388.72883079, 16423.83994190, 16463.39549746, 16543.21031227, 16653.13623820, 16765.91401598, 16901.28438635, 17054.54364561, 17195.91401598, 17315.65475672, 17433.35846042, 17529.35846042, 17608.43253450, 17647.61771968, 17651.80290487, 17622.13623820, 17556.24734931, 17449.95105301, 17334.98809005, 17202.24734931, 17040.72883079, 16853.87697894, 16631.28438635, 16369.43253450, 16087.83994190, 15793.46957153, 15488.35846042, 15167.13623820, 14813.91401598, 14448.91401598, 14077.17327524, 13692.80290487, 13310.65475672, 12916.43253450, 12524.32142338, 12140.17327524, 11748.91401598, 11377.02512709, 11008.58068264, 10654.98809005, 10315.35846042, 9994.43253450, 9691.58068264, 9412.35846042, 9160.54364561, 8935.95105301, 8724.39549746, 8513.13623820, 8288.06216412, 8062.46957153, 7845.43253450, 7656.35846042, 7489.54364561, 7362.06216412, 7247.80290487, 7157.02512709, 7092.83994190, 7030.02512709, 6978.43253450, 6960.69179375, 6976.69179375, 6984.76586783, 6956.65475672, 6881.02512709, 6806.95105301, 6760.91401598, 6723.13623820, 6691.69179375, 6663.32142338, 6648.98809005, 6656.46957153, 6682.72883079, 6718.09920116, 6742.65475672, 6745.95105301, 6764.09920116, 6844.06216412, 6973.43253450, 7060.83994190, 6996.95105301, 6996.95105301]
CE02SHSM-RID27-01-OPTAAD000 |  | CE02SHSM-00004 | 4 |  | 168 | CC_cwlngth | [400.0, 403.4, 406.9, 410.3, 413.7, 417.3, 421.2, 425.4, 429.5, 433.3, 437.3, 441.4, 446.2, 450.4, 455.0, 459.6, 464.0, 468.4, 473.4, 478.2, 483.1, 487.6, 492.3, 496.7, 501.4, 505.9, 511.1, 516.1, 521.0, 525.6, 530.4, 534.6, 539.2, 544.0, 548.7, 553.4, 558.2, 563.0, 567.8, 571.9, 576.3, 580.7, 584.7, 589.0, 593.7, 598.4, 603.3, 608.2, 612.9, 617.9, 622.4, 626.7, 631.4, 636.0, 640.8, 645.5, 649.9, 654.9, 659.3, 663.9, 668.3, 673.2, 677.6, 682.0, 686.3, 690.5, 694.7, 698.9, 702.9, 707.3, 711.2, 715.3, 719.5, 724.0, 728.1, 731.9, 736.1]
CE02SHSM-RID27-01-OPTAAD000 |  | CE02SHSM-00004 | 4 |  | 168 | CC_ccwo | [0.927513, 0.898770, 0.889343, 0.894188, 0.903584, 0.900560, 0.897246, 0.895834, 0.897234, 0.900039, 0.901006, 0.900655, 0.910400, 0.905160, 0.910979, 0.912122, 0.913082, 0.914620, 0.920800, 0.922423, 0.923582, 0.925665, 0.929256, 0.932267, 0.933378, 0.933867, 0.933144, 0.934602, 0.933503, 0.935659, 0.937988, 0.937639, 0.938395, 0.938164, 0.943721, 0.948362, 0.949128, 0.949826, 0.950925, 0.945866, 0.940290, 0.931596, 0.917375, 0.897821, 0.869325, 0.837808, 0.815096, 0.804590, 0.801352, 0.800152, 0.798155, 0.798331, 0.798243, 0.793565, 0.788908, 0.783389, 0.771553, 0.755152, 0.742600, 0.732906, 0.726454, 0.722322, 0.714224, 0.699400, 0.679452, 0.646307, 0.604859, 0.544497, 0.469097, 0.371664, 0.246834, 0.083061, -0.114848, -0.356544, -0.629458, -0.912458, -1.148858]
CE02SHSM-RID27-01-OPTAAD000 |  | CE02SHSM-00004 | 4 |  | 168 | CC_tcal | 22.1
CE02SHSM-RID27-01-OPTAAD000 |  | CE02SHSM-00004 | 4 |  | 168 | CC_tbins | [0.691511, 1.394921, 2.444911, 3.467419, 4.475918, 5.494750, 6.617528, 7.426667, 8.470851, 9.481765, 10.498571, 11.483462, 12.475652, 13.496071, 14.496129, 15.479231, 16.497500, 17.481667, 18.496111, 19.518125, 20.522500, 21.477333, 22.445385, 23.504615, 24.489231, 25.527692, 26.495714, 27.581333, 28.516875, 29.493824, 30.476774, 31.496786, 32.505926, 33.494231, 34.491481]
CE02SHSM-RID27-01-OPTAAD000 |  | CE02SHSM-00004 | 4 |  | 168 | CC_awlngth | [400.5, 403.9, 407.3, 410.9, 414.4, 417.8, 422.1, 426.0, 430.2, 434.0, 438.0, 442.1, 446.9, 451.3, 456.0, 460.3, 465.0, 469.6, 474.5, 479.4, 484.1, 488.8, 493.2, 498.1, 502.4, 507.3, 512.5, 517.2, 522.3, 527.0, 531.5, 536.1, 540.8, 545.4, 550.0, 555.0, 559.8, 564.5, 569.3, 573.6, 578.0, 582.0, 583.0, 587.3, 592.3, 596.7, 601.6, 606.3, 611.5, 616.2, 621.0, 625.4, 630.2, 634.7, 639.5, 643.8, 648.8, 653.2, 658.2, 662.8, 667.3, 671.9, 676.5, 680.9, 685.3, 689.5, 693.7, 697.8, 702.1, 706.3, 710.4, 714.7, 718.7, 723.0, 727.2, 731.2, 735.3]
CE02SHSM-RID27-01-OPTAAD000 |  | CE02SHSM-00004 | 4 |  | 168 | CC_acwo | [-2.220532, -2.016794, -1.844745, -1.685961, -1.538909, -1.401451, -1.270323, -1.146437, -1.027218, -0.912295, -0.801966, -0.694821, -0.592034, -0.492114, -0.395124, -0.301269, -0.211788, -0.125836, -0.043388, 0.036242, 0.112509, 0.185552, 0.255334, 0.321886, 0.384868, 0.444428, 0.502361, 0.559220, 0.615022, 0.668027, 0.718968, 0.768100, 0.815053, 0.860218, 0.902806, 0.945116, 0.985437, 1.022547, 1.056240, 1.085043, 1.108124, 1.125894, 1.121736, 1.133375, 1.137898, 1.139309, 1.145299, 1.161653, 1.185333, 1.211337, 1.236739, 1.260811, 1.284604, 1.307304, 1.327223, 1.343518, 1.355344, 1.362895, 1.369871, 1.380021, 1.393027, 1.405338, 1.414037, 1.416567, 1.410592, 1.394383, 1.365155, 1.321296, 1.259592, 1.175296, 1.062183, 0.915384, 0.730005, 0.502780, 0.243321, -0.026838, -0.264811]
CE02SHSM-RID27-01-OPTAAD000 |  | CE02SHSM-00004 | 4 |  | 168 | CC_taarray | SheetRef:ACS168_CC_taarray
CE02SHSM-RID27-01-OPTAAD000 |  | CE02SHSM-00004 | 4 |  | 168 | CC_tcarray | SheetRef:ACS168_CC_tcarray
CE02SHSM-RID26-06-PHSEND000 |  | CE02SHSM-00004 | 4 |  | P0123 | CC_ea434 | 17372
CE02SHSM-RID26-06-PHSEND000 |  | CE02SHSM-00004 | 4 |  | P0123 | CC_ea578 | 94.1
CE02SHSM-RID26-06-PHSEND000 |  | CE02SHSM-00004 | 4 |  | P0123 | CC_eb434 | 2284.1
CE02SHSM-RID26-06-PHSEND000 |  | CE02SHSM-00004 | 4 |  | P0123 | CC_eb578 | 38676.5
CE02SHSM-RID26-06-PHSEND000 |  | CE02SHSM-00004 | 4 |  | P0123 | CC_ind_off | 0
CE02SHSM-RID26-06-PHSEND000 |  | CE02SHSM-00004 | 4 |  | P0123 | CC_ind_slp | 1
CE02SHSM-RID26-06-PHSEND000 |  | CE02SHSM-00004 | 4 |  | P0123 | CC_psal | 35 | DELETE: use salinity from co-located CTDBP
CE02SHSM-RID26-08-SPKIRB000 |  | CE02SHSM-00004 | 4 |  | 242 | CC_immersion_factor | [1.368, 1.410, 1.365, 1.354, 1.372, 1.322, 1.347]
CE02SHSM-RID26-08-SPKIRB000 |  | CE02SHSM-00004 | 4 |  | 242 | CC_offset | [2146936735.1, 2147400543.1, 2147624012.2, 2147397590.5, 2147614627.8, 2147660587.0, 2148427285.6]
CE02SHSM-RID26-08-SPKIRB000 |  | CE02SHSM-00004 | 4 |  | 242 | CC_scale | [2.08692455278e-007, 2.09717363792e-007, 2.07374422474e-007, 2.00240726674e-007, 2.19386811384e-007, 2.17078297705e-007, 2.07752262465e-007]
CE02SHSM-RID26-04-VELPTA000 |  | CE02SHSM-00004 | 4 |  | 11775 | CC_lat | 44.6393
CE02SHSM-RID26-04-VELPTA000 |  | CE02SHSM-00004 | 4 |  | 11775 | CC_lon | -124.304
CE02SHSM-SBC11-00-CPMENG000 |  | CE02SHSM-00004 | 4 |  | 2015-0005 | No Calibration Coefficient |  | CPM1, DC11, DC12
CE02SHSM-SBD11-00-DCLENG000 |  | CE02SHSM-00004 | 4 |  | 2015-0005 | No Calibration Coefficient |  | DC11
CE02SHSM-SBD12-00-DCLENG000 |  | CE02SHSM-00004 | 4 |  | 2015-0005 | No Calibration Coefficient |  | DC12
CE02SHSM-RIC21-00-CPMENG000 |  | CE02SHSM-00004 | 4 |  | 0008 | No Calibration Coefficient |  | CPM2, DCL27
CE02SHSM-RID27-00-DCLENG000 |  | CE02SHSM-00004 | 4 |  | 0008 | No Calibration Coefficient |  | DCL27
CE02SHSM-RID26-00-DCLENG000 |  | CE02SHSM-00004 | 4 |  | 0029 | No Calibration Coefficient |  | DCL26

## ACS168_CC_taarray
-0.047006 | -0.047058 | -0.044796 | -0.042807 | -0.040698 | -0.038773 | -0.042428 | -0.035161 | -0.02771 | -0.023769 | -0.021546 | -0.017891 | -0.016779 | -0.017877 | -0.017746 | -0.010618 | -0.007359 | -0.002214 | -0.003233 | -0.001027 | -0.000473 | 0.00017 | -6.5e-05 | 0.001995 | -0.000948 | 0 | -0.000709 | 0.001814 | 0.000504 | -0.003739 | -0.001385 | 0.005396 | 0.006955 | 0.007948 | 0.007647
-0.041851 | -0.040744 | -0.038645 | -0.037016 | -0.035229 | -0.034382 | -0.034938 | -0.028388 | -0.023053 | -0.020145 | -0.017984 | -0.015092 | -0.014685 | -0.012573 | -0.009293 | -0.007327 | -0.005331 | -0.001569 | -0.001015 | 0.000286 | 0.000191 | 0.002102 | 0.000708 | 0.002616 | -0.001058 | 0 | 0.000481 | 0.002047 | 0.001464 | 0.003082 | 0.004913 | 0.005747 | 0.006603 | 0.007171 | 0.007197
-0.044575 | -0.044623 | -0.04292 | -0.040501 | -0.038218 | -0.036226 | -0.032771 | -0.029344 | -0.025353 | -0.021303 | -0.018431 | -0.015288 | -0.0139 | -0.010675 | -0.007294 | -0.007097 | -0.005546 | -0.002036 | -0.001908 | -0.00091 | -0.000392 | 0.000191 | 5e-06 | 0.001581 | -0.000817 | 0 | 0.000183 | 0.001641 | 0.002135 | 0.004225 | 0.005876 | 0.00488 | 0.006559 | 0.006726 | 0.006234
-0.04344 | -0.042833 | -0.040903 | -0.038803 | -0.036631 | -0.03522 | -0.033636 | -0.029068 | -0.024245 | -0.020641 | -0.018137 | -0.01499 | -0.013401 | -0.011526 | -0.009214 | -0.006775 | -0.004732 | -0.001926 | -0.001358 | -0.000636 | -0.000231 | 0.000302 | 0.000575 | 0.001544 | -0.000627 | 0 | 4.8e-05 | 0.001632 | 0.001082 | 0.001361 | 0.002996 | 0.004372 | 0.005069 | 0.005491 | 0.005196
-0.042815 | -0.04165 | -0.039285 | -0.037374 | -0.035572 | -0.033866 | -0.031844 | -0.027834 | -0.023582 | -0.020125 | -0.017209 | -0.014433 | -0.012921 | -0.010165 | -0.00702 | -0.00576 | -0.004007 | -0.001362 | -0.001216 | -0.000296 | 9.2e-05 | 0.0007 | 0.000756 | 0.001802 | -0.000385 | 0 | 0.000371 | 0.001527 | 0.001862 | 0.00306 | 0.004405 | 0.004584 | 0.005358 | 0.005698 | 0.005199
-0.04299 | -0.041802 | -0.039854 | -0.037836 | -0.035897 | -0.034341 | -0.031407 | -0.02808 | -0.024267 | -0.020831 | -0.017985 | -0.014991 | -0.013107 | -0.009791 | -0.00663 | -0.006063 | -0.004392 | -0.001987 | -0.001669 | -0.00077 | -0.0002 | -3.5e-05 | 0.000132 | 0.001222 | -0.000202 | 0 | -0.000204 | 0.001129 | 0.00167 | 0.003206 | 0.004368 | 0.00391 | 0.00454 | 0.004829 | 0.0046
-0.04343 | -0.042475 | -0.040412 | -0.03826 | -0.036358 | -0.034846 | -0.032436 | -0.029099 | -0.024909 | -0.021701 | -0.018883 | -0.016068 | -0.013904 | -0.010709 | -0.007552 | -0.006366 | -0.004779 | -0.002507 | -0.001981 | -0.001011 | -0.000826 | -4.5e-05 | -1.3e-05 | 0.000787 | -0.000758 | 0 | 0.000289 | 0.000977 | 0.001348 | 0.002784 | 0.003688 | 0.003428 | 0.00394 | 0.004381 | 0.004344
-0.043787 | -0.042671 | -0.040781 | -0.038886 | -0.037064 | -0.035705 | -0.033649 | -0.029987 | -0.025484 | -0.021898 | -0.019301 | -0.01641 | -0.014539 | -0.011802 | -0.009053 | -0.006842 | -0.004836 | -0.00251 | -0.001881 | -0.001099 | -0.000613 | 0.000341 | 0.000272 | 0.000945 | -0.000114 | 0 | 0.000239 | 0.000963 | 0.001035 | 0.001831 | 0.002884 | 0.003271 | 0.003716 | 0.003939 | 0.004027
-0.044995 | -0.04402 | -0.042186 | -0.040112 | -0.038367 | -0.037091 | -0.03477 | -0.031107 | -0.02688 | -0.02326 | -0.020312 | -0.017534 | -0.015251 | -0.012528 | -0.009445 | -0.00705 | -0.005179 | -0.002946 | -0.002018 | -0.001276 | -0.000876 | -0.000187 | -0.000118 | 0.000642 | -0.000557 | 0 | 0.000106 | 0.001143 | 0.001316 | 0.001989 | 0.002639 | 0.00329 | 0.003728 | 0.004083 | 0.00404
-0.045437 | -0.044614 | -0.042601 | -0.040773 | -0.039119 | -0.037585 | -0.034821 | -0.031685 | -0.027834 | -0.024251 | -0.021197 | -0.018283 | -0.015898 | -0.012648 | -0.009039 | -0.007446 | -0.005439 | -0.003305 | -0.002222 | -0.001593 | -0.001048 | -0.000411 | -9.6e-05 | 0.00045 | -0.000307 | 0 | -8.6e-05 | 0.000835 | 0.001358 | 0.002545 | 0.003405 | 0.003156 | 0.003753 | 0.003713 | 0.003951
-0.045199 | -0.044416 | -0.042701 | -0.040881 | -0.039208 | -0.037772 | -0.035861 | -0.032291 | -0.027919 | -0.024456 | -0.02153 | -0.018565 | -0.016353 | -0.013413 | -0.010335 | -0.007818 | -0.005685 | -0.003601 | -0.002709 | -0.001821 | -0.00127 | -0.000417 | -0.000379 | 0.000219 | -0.000635 | 0 | -8.3e-05 | 0.000668 | 0.001054 | 0.001522 | 0.002534 | 0.002707 | 0.003146 | 0.003471 | 0.003484
-0.044952 | -0.044306 | -0.042639 | -0.040707 | -0.039159 | -0.037853 | -0.035784 | -0.032255 | -0.028151 | -0.024678 | -0.021678 | -0.018786 | -0.016552 | -0.013482 | -0.010197 | -0.007977 | -0.005858 | -0.003588 | -0.002559 | -0.001678 | -0.001157 | -0.000527 | -0.000328 | 0.000228 | -0.000239 | 0 | 0.000195 | 0.000873 | 0.001101 | 0.001821 | 0.002609 | 0.002916 | 0.003365 | 0.003585 | 0.003625
-0.044051 | -0.043408 | -0.041693 | -0.03997 | -0.03851 | -0.037289 | -0.035302 | -0.031814 | -0.027658 | -0.024369 | -0.021618 | -0.018825 | -0.016329 | -0.013568 | -0.010299 | -0.007785 | -0.005832 | -0.003681 | -0.00273 | -0.002016 | -0.001473 | -0.00062 | -0.000495 | 2.5e-05 | -0.00028 | 0 | 4.7e-05 | 0.000538 | 0.000878 | 0.001559 | 0.002339 | 0.002475 | 0.002988 | 0.003135 | 0.003403
-0.043296 | -0.042514 | -0.040898 | -0.039202 | -0.037621 | -0.036439 | -0.035096 | -0.031363 | -0.027209 | -0.023808 | -0.021038 | -0.018255 | -0.015907 | -0.01352 | -0.010559 | -0.007788 | -0.005673 | -0.003657 | -0.002755 | -0.001989 | -0.001324 | -0.000613 | -0.000361 | 0.000165 | -0.000328 | 0 | 0.000186 | 0.00073 | 0.000943 | 0.001229 | 0.001892 | 0.002595 | 0.003023 | 0.003297 | 0.003443
-0.041892 | -0.041304 | -0.039761 | -0.038082 | -0.03668 | -0.035606 | -0.033878 | -0.030439 | -0.026499 | -0.023197 | -0.020456 | -0.01785 | -0.015613 | -0.012883 | -0.009864 | -0.007461 | -0.00549 | -0.003617 | -0.002627 | -0.001823 | -0.001361 | -0.000729 | -0.000515 | 7e-06 | -0.000312 | 0 | -2.8e-05 | 0.000541 | 0.000804 | 0.001651 | 0.002214 | 0.002564 | 0.002993 | 0.003128 | 0.003462
-0.040887 | -0.040204 | -0.038627 | -0.037044 | -0.035643 | -0.03456 | -0.032939 | -0.029635 | -0.025643 | -0.022476 | -0.019773 | -0.017134 | -0.014872 | -0.012466 | -0.009692 | -0.007092 | -0.005194 | -0.003513 | -0.002518 | -0.00186 | -0.001232 | -0.000803 | -0.00042 | 6.2e-05 | -0.000108 | 0 | 0.000108 | 0.000734 | 0.000993 | 0.001287 | 0.001929 | 0.002494 | 0.002957 | 0.003318 | 0.003426
-0.039268 | -0.03866 | -0.037229 | -0.035652 | -0.034317 | -0.0332 | -0.031776 | -0.028511 | -0.024669 | -0.021451 | -0.018809 | -0.016281 | -0.014195 | -0.011691 | -0.009009 | -0.006692 | -0.004901 | -0.003221 | -0.002393 | -0.001699 | -0.001292 | -0.000596 | -0.00048 | -0.000109 | -0.000202 | 0 | 0.000165 | 0.000631 | 0.000849 | 0.001268 | 0.001875 | 0.002513 | 0.002765 | 0.00308 | 0.003358
-0.037814 | -0.037297 | -0.035836 | -0.034329 | -0.033132 | -0.032106 | -0.030596 | -0.027437 | -0.023812 | -0.020672 | -0.018128 | -0.015595 | -0.013418 | -0.011066 | -0.008532 | -0.006291 | -0.004623 | -0.003105 | -0.002339 | -0.001692 | -0.001163 | -0.000669 | -0.000477 | -2.4e-05 | -0.000185 | 0 | 7.1e-05 | 0.00065 | 0.000892 | 0.001388 | 0.001939 | 0.00236 | 0.002774 | 0.00298 | 0.003287
-0.036187 | -0.035735 | -0.034401 | -0.032989 | -0.031826 | -0.030738 | -0.029229 | -0.026293 | -0.022728 | -0.019746 | -0.017172 | -0.014748 | -0.012666 | -0.010376 | -0.007831 | -0.005926 | -0.004306 | -0.002984 | -0.002163 | -0.001597 | -0.001143 | -0.000658 | -0.000424 | -0.00011 | -8.1e-05 | 0 | 0.000106 | 0.000627 | 0.000918 | 0.001327 | 0.001917 | 0.002296 | 0.002687 | 0.002974 | 0.003193
-0.034517 | -0.034066 | -0.032806 | -0.031364 | -0.030206 | -0.02931 | -0.028122 | -0.025132 | -0.021561 | -0.018691 | -0.016201 | -0.013892 | -0.011844 | -0.009809 | -0.007559 | -0.005413 | -0.003955 | -0.002682 | -0.001963 | -0.001422 | -0.001135 | -0.00073 | -0.000448 | -0.000155 | -0.000125 | 0 | 0.000167 | 0.000566 | 0.000797 | 0.00107 | 0.001642 | 0.002113 | 0.002576 | 0.002898 | 0.003126
-0.032933 | -0.032609 | -0.031356 | -0.030047 | -0.029013 | -0.028131 | -0.02692 | -0.024024 | -0.02069 | -0.017863 | -0.015513 | -0.01319 | -0.011248 | -0.009259 | -0.007103 | -0.005149 | -0.003739 | -0.002605 | -0.001866 | -0.001438 | -0.00113 | -0.000625 | -0.000468 | -0.000178 | -0.000205 | 0 | 0.000111 | 0.000498 | 0.000739 | 0.001034 | 0.001591 | 0.002135 | 0.002468 | 0.002744 | 0.002982
-0.031453 | -0.031107 | -0.030008 | -0.028775 | -0.027741 | -0.026821 | -0.025696 | -0.022943 | -0.019635 | -0.016928 | -0.01462 | -0.012415 | -0.010518 | -0.008678 | -0.006571 | -0.004722 | -0.003374 | -0.002347 | -0.001706 | -0.001318 | -0.000997 | -0.000566 | -0.000307 | -4.8e-05 | -0.000208 | 0 | 0.000137 | 0.0006 | 0.00074 | 0.001105 | 0.001616 | 0.002125 | 0.002523 | 0.002773 | 0.003075
-0.030212 | -0.02994 | -0.028854 | -0.027618 | -0.026592 | -0.025803 | -0.024712 | -0.022019 | -0.018837 | -0.01614 | -0.013942 | -0.011785 | -0.009976 | -0.0082 | -0.00625 | -0.004477 | -0.003226 | -0.002259 | -0.001727 | -0.001314 | -0.001071 | -0.000698 | -0.000488 | -0.000202 | -0.000258 | 0 | 9.5e-05 | 0.000413 | 0.000663 | 0.000919 | 0.001459 | 0.001956 | 0.002371 | 0.002628 | 0.002935
-0.028848 | -0.02861 | -0.027531 | -0.026415 | -0.025468 | -0.024678 | -0.023592 | -0.021049 | -0.018002 | -0.015392 | -0.013263 | -0.011179 | -0.009313 | -0.007602 | -0.005759 | -0.004092 | -0.002965 | -0.002102 | -0.001556 | -0.001289 | -0.00102 | -0.000687 | -0.000408 | -0.000187 | -0.000193 | 0 | 6.3e-05 | 0.000371 | 0.000615 | 0.000974 | 0.001484 | 0.001941 | 0.002314 | 0.002533 | 0.002862
-0.02761 | -0.027361 | -0.026417 | -0.025291 | -0.024373 | -0.023638 | -0.022594 | -0.020079 | -0.017112 | -0.014566 | -0.012472 | -0.010548 | -0.008811 | -0.007154 | -0.005299 | -0.00379 | -0.00277 | -0.001953 | -0.001507 | -0.001196 | -0.000951 | -0.000679 | -0.000371 | -0.000296 | -0.0002 | 0 | 6.2e-05 | 0.000378 | 0.000614 | 0.000972 | 0.001431 | 0.001897 | 0.002269 | 0.002532 | 0.002796
-0.026445 | -0.026276 | -0.025307 | -0.024226 | -0.02336 | -0.022675 | -0.021698 | -0.019262 | -0.016377 | -0.013914 | -0.011837 | -0.009907 | -0.008265 | -0.006657 | -0.004969 | -0.003471 | -0.002438 | -0.00175 | -0.001309 | -0.001074 | -0.000836 | -0.00055 | -0.000396 | -0.000152 | -0.000158 | 0 | 9.4e-05 | 0.000439 | 0.000594 | 0.000963 | 0.001406 | 0.001846 | 0.002248 | 0.002486 | 0.002738
-0.025522 | -0.025316 | -0.024398 | -0.023386 | -0.022584 | -0.021797 | -0.020863 | -0.018535 | -0.015726 | -0.013272 | -0.011276 | -0.009385 | -0.007763 | -0.006258 | -0.004623 | -0.003177 | -0.00222 | -0.0016 | -0.001209 | -0.000986 | -0.000786 | -0.00049 | -0.000354 | -9.5e-05 | -6.8e-05 | 0 | 0.000162 | 0.000438 | 0.000685 | 0.0009 | 0.001388 | 0.001892 | 0.002283 | 0.002522 | 0.002757
-0.02454 | -0.024371 | -0.023514 | -0.022483 | -0.021659 | -0.021018 | -0.020011 | -0.017746 | -0.014983 | -0.012641 | -0.010696 | -0.008928 | -0.007339 | -0.005804 | -0.004161 | -0.00297 | -0.002082 | -0.001516 | -0.001132 | -0.000913 | -0.000726 | -0.000451 | -0.000325 | -0.000165 | -0.000155 | 0 | 7e-05 | 0.000405 | 0.000635 | 0.001041 | 0.001547 | 0.001867 | 0.002256 | 0.002448 | 0.00273
-0.023662 | -0.023565 | -0.022739 | -0.021773 | -0.02101 | -0.020372 | -0.019665 | -0.017295 | -0.014513 | -0.012189 | -0.010275 | -0.008565 | -0.007054 | -0.005753 | -0.004295 | -0.002823 | -0.001951 | -0.001411 | -0.001077 | -0.000884 | -0.00073 | -0.00052 | -0.000356 | -0.000156 | -0.000158 | 0 | 9.4e-05 | 0.000354 | 0.00051 | 0.00074 | 0.001174 | 0.001736 | 0.002098 | 0.002371 | 0.002641
-0.022905 | -0.022743 | -0.021969 | -0.021069 | -0.020345 | -0.019702 | -0.019272 | -0.016807 | -0.013986 | -0.011724 | -0.009864 | -0.008162 | -0.006727 | -0.005549 | -0.00429 | -0.002696 | -0.001762 | -0.001253 | -0.001016 | -0.00081 | -0.000643 | -0.000451 | -0.000317 | -0.00013 | -0.000103 | 0 | 0.00011 | 0.000382 | 0.000523 | 0.000507 | 0.000946 | 0.00169 | 0.002075 | 0.002379 | 0.002635
-0.022446 | -0.022307 | -0.021538 | -0.020584 | -0.019843 | -0.019278 | -0.018819 | -0.016421 | -0.013639 | -0.011406 | -0.009547 | -0.007885 | -0.006469 | -0.005397 | -0.004165 | -0.002603 | -0.001756 | -0.001234 | -0.000977 | -0.000851 | -0.000706 | -0.00051 | -0.000392 | -0.000195 | -0.000105 | 0 | 5.7e-05 | 0.000318 | 0.000466 | 0.000421 | 0.000825 | 0.00168 | 0.002045 | 0.002349 | 0.002609
-0.022114 | -0.021957 | -0.021131 | -0.020238 | -0.019548 | -0.018964 | -0.018248 | -0.016044 | -0.013435 | -0.011174 | -0.009387 | -0.007717 | -0.006262 | -0.005171 | -0.003848 | -0.002487 | -0.001682 | -0.001236 | -0.000986 | -0.000885 | -0.000667 | -0.000524 | -0.000378 | -0.000216 | -0.000147 | 0 | 0.000116 | 0.000344 | 0.000541 | 0.000635 | 0.00101 | 0.001779 | 0.002137 | 0.002405 | 0.002735
-0.021713 | -0.021516 | -0.020758 | -0.019854 | -0.019173 | -0.01852 | -0.017574 | -0.015593 | -0.013109 | -0.010894 | -0.009087 | -0.007495 | -0.006042 | -0.00472 | -0.003365 | -0.002319 | -0.001606 | -0.001159 | -0.000916 | -0.000778 | -0.000684 | -0.000454 | -0.000334 | -0.000155 | -0.000133 | 0 | 0.00013 | 0.000424 | 0.000658 | 0.001057 | 0.001464 | 0.001878 | 0.002276 | 0.002518 | 0.002822
-0.021276 | -0.021138 | -0.02037 | -0.019458 | -0.018792 | -0.018182 | -0.01698 | -0.01518 | -0.012863 | -0.010696 | -0.008935 | -0.007287 | -0.005921 | -0.004405 | -0.00298 | -0.002231 | -0.001596 | -0.001199 | -0.000942 | -0.000843 | -0.000683 | -0.000484 | -0.000338 | -0.000238 | -0.00013 | 0 | 0.000118 | 0.000427 | 0.000796 | 0.001375 | 0.001868 | 0.001997 | 0.002343 | 0.002636 | 0.002937
-0.020404 | -0.020337 | -0.019624 | -0.018828 | -0.018159 | -0.017589 | -0.016394 | -0.014675 | -0.012426 | -0.010321 | -0.00863 | -0.007078 | -0.005758 | -0.00424 | -0.002752 | -0.00211 | -0.00149 | -0.001149 | -0.000916 | -0.000793 | -0.000709 | -0.000494 | -0.00038 | -0.000175 | -0.000128 | 0 | 0.00014 | 0.000386 | 0.000809 | 0.001533 | 0.002057 | 0.001991 | 0.002334 | 0.002645 | 0.002935
-0.019589 | -0.019542 | -0.018917 | -0.018121 | -0.017477 | -0.016974 | -0.016043 | -0.014255 | -0.011984 | -0.009945 | -0.008275 | -0.006832 | -0.005572 | -0.004248 | -0.002945 | -0.00217 | -0.001545 | -0.00118 | -0.000927 | -0.000857 | -0.000739 | -0.000533 | -0.000387 | -0.000222 | -0.000146 | 0 | 9.7e-05 | 0.000379 | 0.000737 | 0.001234 | 0.001797 | 0.001933 | 0.002338 | 0.002606 | 0.002919
-0.018879 | -0.018873 | -0.018225 | -0.017473 | -0.016876 | -0.016391 | -0.015656 | -0.013848 | -0.011602 | -0.009657 | -0.008056 | -0.006647 | -0.005459 | -0.004292 | -0.00313 | -0.002173 | -0.001569 | -0.001157 | -0.001003 | -0.000871 | -0.000736 | -0.000551 | -0.000394 | -0.000275 | -0.000166 | 0 | 7.3e-05 | 0.000371 | 0.000674 | 0.001077 | 0.001575 | 0.001906 | 0.0023 | 0.002615 | 0.002912
-0.01814 | -0.018182 | -0.017602 | -0.016907 | -0.016303 | -0.015844 | -0.01522 | -0.013473 | -0.011285 | -0.009388 | -0.007853 | -0.006459 | -0.005318 | -0.004244 | -0.003156 | -0.002178 | -0.001565 | -0.001196 | -0.000988 | -0.000858 | -0.00074 | -0.000537 | -0.000417 | -0.000249 | -0.000125 | 0 | 0.000112 | 0.000395 | 0.000693 | 0.001009 | 0.001472 | 0.001941 | 0.002318 | 0.002638 | 0.002929
-0.017605 | -0.017626 | -0.017073 | -0.01633 | -0.015789 | -0.015363 | -0.014846 | -0.013108 | -0.010969 | -0.009154 | -0.007683 | -0.006335 | -0.005215 | -0.004272 | -0.00321 | -0.002238 | -0.001613 | -0.001267 | -0.001079 | -0.000914 | -0.000776 | -0.000559 | -0.00044 | -0.000262 | -0.000148 | 0 | 0.000142 | 0.000379 | 0.000646 | 0.000941 | 0.001414 | 0.001925 | 0.002306 | 0.002625 | 0.002941
-0.017208 | -0.017257 | -0.016671 | -0.016002 | -0.015438 | -0.015031 | -0.014459 | -0.012809 | -0.01081 | -0.009054 | -0.007595 | -0.006297 | -0.005175 | -0.004219 | -0.003196 | -0.002242 | -0.001664 | -0.001346 | -0.0011 | -0.001027 | -0.000838 | -0.000653 | -0.00049 | -0.000322 | -0.000175 | 0 | 8e-05 | 0.000375 | 0.000678 | 0.000959 | 0.001432 | 0.001919 | 0.002281 | 0.002622 | 0.002923
-0.016678 | -0.016711 | -0.016182 | -0.0155 | -0.014951 | -0.014537 | -0.014005 | -0.01241 | -0.01045 | -0.008793 | -0.007387 | -0.006129 | -0.005084 | -0.004093 | -0.00307 | -0.002193 | -0.00164 | -0.001328 | -0.001073 | -0.00098 | -0.000777 | -0.000576 | -0.000444 | -0.000251 | -0.000123 | 0 | 0.000153 | 0.000385 | 0.000689 | 0.001043 | 0.001493 | 0.00191 | 0.002331 | 0.002595 | 0.002911
-0.016409 | -0.016442 | -0.015864 | -0.015159 | -0.014621 | -0.014226 | -0.013728 | -0.012172 | -0.010234 | -0.008619 | -0.007285 | -0.006058 | -0.004983 | -0.004076 | -0.003126 | -0.002264 | -0.001693 | -0.001364 | -0.001116 | -0.000978 | -0.000835 | -0.000596 | -0.000455 | -0.000275 | -0.000138 | 0 | 0.000105 | 0.000372 | 0.000626 | 0.000919 | 0.001393 | 0.001811 | 0.002196 | 0.002509 | 0.002799
-0.021317 | -0.021013 | -0.020206 | -0.019365 | -0.018716 | -0.018238 | -0.017614 | -0.015873 | -0.013765 | -0.01197 | -0.010428 | -0.009037 | -0.007715 | -0.006593 | -0.005321 | -0.004045 | -0.003201 | -0.002496 | -0.001991 | -0.001581 | -0.001184 | -0.000861 | -0.000608 | -0.000285 | -0.000136 | 0 | 0.000176 | 0.000404 | 0.000604 | 0.000728 | 0.001103 | 0.001482 | 0.001702 | 0.001931 | 0.002145
-0.020787 | -0.0205 | -0.019671 | -0.018814 | -0.0182 | -0.017728 | -0.017155 | -0.015461 | -0.013394 | -0.011634 | -0.010145 | -0.008773 | -0.007476 | -0.006362 | -0.005144 | -0.003925 | -0.003107 | -0.002464 | -0.001974 | -0.001566 | -0.001195 | -0.000856 | -0.000583 | -0.000292 | -0.000168 | 0 | 0.000151 | 0.000419 | 0.000617 | 0.000743 | 0.001074 | 0.001526 | 0.001752 | 0.001971 | 0.0022
-0.020324 | -0.020007 | -0.019167 | -0.018326 | -0.017723 | -0.017295 | -0.016667 | -0.015035 | -0.013033 | -0.011282 | -0.009815 | -0.008462 | -0.007199 | -0.006142 | -0.004927 | -0.003782 | -0.003001 | -0.002327 | -0.001903 | -0.001484 | -0.001116 | -0.000819 | -0.000582 | -0.000312 | -0.000107 | 0 | 0.000167 | 0.000422 | 0.000614 | 0.000786 | 0.001124 | 0.001508 | 0.001753 | 0.002002 | 0.002186
-0.019776 | -0.019458 | -0.018688 | -0.017881 | -0.01726 | -0.016783 | -0.016188 | -0.014613 | -0.012671 | -0.010987 | -0.00952 | -0.008197 | -0.006939 | -0.005852 | -0.004687 | -0.003618 | -0.002877 | -0.002243 | -0.001826 | -0.001436 | -0.00108 | -0.00082 | -0.000583 | -0.000255 | -0.000173 | 0 | 0.000185 | 0.00041 | 0.000646 | 0.000816 | 0.001179 | 0.001536 | 0.001818 | 0.002013 | 0.002245
-0.019352 | -0.019027 | -0.018204 | -0.017366 | -0.016789 | -0.016356 | -0.01576 | -0.01421 | -0.012279 | -0.010634 | -0.009196 | -0.007917 | -0.006709 | -0.005655 | -0.004499 | -0.003435 | -0.002724 | -0.002186 | -0.00177 | -0.001401 | -0.001098 | -0.000803 | -0.000519 | -0.000268 | -0.000118 | 0 | 0.000205 | 0.000442 | 0.000674 | 0.000872 | 0.001225 | 0.001609 | 0.00185 | 0.002085 | 0.002284
-0.018784 | -0.01845 | -0.017653 | -0.016851 | -0.016289 | -0.015852 | -0.015224 | -0.013724 | -0.011864 | -0.010262 | -0.008876 | -0.007627 | -0.00643 | -0.00541 | -0.00431 | -0.003318 | -0.002628 | -0.002087 | -0.001694 | -0.00139 | -0.001089 | -0.000809 | -0.000547 | -0.000305 | -0.000148 | 0 | 0.000157 | 0.000399 | 0.000649 | 0.000867 | 0.001202 | 0.001564 | 0.001847 | 0.002064 | 0.002265
-0.018197 | -0.017853 | -0.017113 | -0.016328 | -0.015743 | -0.015349 | -0.014721 | -0.013247 | -0.011456 | -0.009908 | -0.008542 | -0.007317 | -0.006174 | -0.00516 | -0.004082 | -0.003148 | -0.002533 | -0.002008 | -0.001627 | -0.001342 | -0.001056 | -0.000819 | -0.000558 | -0.000296 | -0.000155 | 0 | 0.000186 | 0.000417 | 0.000651 | 0.000883 | 0.001237 | 0.001579 | 0.001834 | 0.002072 | 0.002278
-0.017672 | -0.017317 | -0.016495 | -0.015716 | -0.015145 | -0.014782 | -0.014184 | -0.012735 | -0.010961 | -0.009436 | -0.008141 | -0.00696 | -0.005873 | -0.004879 | -0.003822 | -0.002956 | -0.002348 | -0.00186 | -0.001566 | -0.001288 | -0.000999 | -0.000751 | -0.000475 | -0.000247 | -0.000134 | 0 | 0.000233 | 0.000411 | 0.000699 | 0.000946 | 0.001304 | 0.001649 | 0.001893 | 0.002102 | 0.002331
-0.017198 | -0.01687 | -0.016112 | -0.01533 | -0.014758 | -0.014336 | -0.013776 | -0.012346 | -0.010645 | -0.009139 | -0.00784 | -0.006695 | -0.005626 | -0.004685 | -0.003673 | -0.002854 | -0.002278 | -0.001804 | -0.001522 | -0.001212 | -0.000958 | -0.000724 | -0.000542 | -0.000287 | -0.000128 | 0 | 0.000203 | 0.000373 | 0.000633 | 0.000959 | 0.001287 | 0.001571 | 0.00183 | 0.002068 | 0.002293
-0.016753 | -0.016365 | -0.015666 | -0.014869 | -0.01431 | -0.013888 | -0.013332 | -0.011968 | -0.010281 | -0.008812 | -0.007543 | -0.006398 | -0.005348 | -0.004449 | -0.003502 | -0.002683 | -0.00215 | -0.001731 | -0.001458 | -0.001196 | -0.000934 | -0.000719 | -0.000509 | -0.00024 | -0.000112 | 0 | 0.000218 | 0.000412 | 0.000631 | 0.000929 | 0.001298 | 0.001602 | 0.001839 | 0.002083 | 0.002304
-0.016357 | -0.015946 | -0.015222 | -0.014452 | -0.013924 | -0.013498 | -0.012899 | -0.011572 | -0.009919 | -0.008499 | -0.007254 | -0.006151 | -0.005105 | -0.00425 | -0.003325 | -0.00258 | -0.002061 | -0.001678 | -0.001408 | -0.001183 | -0.000919 | -0.000707 | -0.000478 | -0.000255 | -0.000147 | 0 | 0.000201 | 0.000393 | 0.00063 | 0.00091 | 0.001259 | 0.001589 | 0.001843 | 0.002085 | 0.002289
-0.016015 | -0.01563 | -0.014878 | -0.014092 | -0.013543 | -0.013133 | -0.012566 | -0.011226 | -0.009615 | -0.008205 | -0.006976 | -0.005903 | -0.00489 | -0.004075 | -0.003175 | -0.002452 | -0.001979 | -0.001598 | -0.001346 | -0.001146 | -0.000927 | -0.000693 | -0.000515 | -0.000285 | -0.000144 | 0 | 0.00015 | 0.000359 | 0.000604 | 0.000913 | 0.001253 | 0.001544 | 0.001807 | 0.002066 | 0.002274
-0.015737 | -0.015292 | -0.0145 | -0.013703 | -0.01315 | -0.012775 | -0.012245 | -0.010912 | -0.009318 | -0.007919 | -0.006735 | -0.005653 | -0.004682 | -0.003893 | -0.003042 | -0.002297 | -0.001837 | -0.001523 | -0.001277 | -0.00108 | -0.000873 | -0.000706 | -0.000479 | -0.000253 | -0.000148 | 0 | 0.000173 | 0.000412 | 0.000706 | 0.000939 | 0.001284 | 0.001637 | 0.0019 | 0.002141 | 0.002365
-0.015467 | -0.014951 | -0.014166 | -0.013389 | -0.012858 | -0.012501 | -0.011939 | -0.010601 | -0.009037 | -0.007681 | -0.00654 | -0.005453 | -0.004458 | -0.00371 | -0.002935 | -0.002193 | -0.00176 | -0.001429 | -0.001247 | -0.001066 | -0.000854 | -0.000659 | -0.000418 | -0.000227 | -9.3e-05 | 0 | 0.0002 | 0.000433 | 0.000688 | 0.00089 | 0.001229 | 0.001657 | 0.001934 | 0.002171 | 0.002381
-0.015279 | -0.014786 | -0.014005 | -0.013217 | -0.012667 | -0.012266 | -0.011768 | -0.01045 | -0.008892 | -0.007542 | -0.006359 | -0.005322 | -0.004364 | -0.00364 | -0.0029 | -0.002164 | -0.001742 | -0.001444 | -0.001261 | -0.001083 | -0.000886 | -0.000682 | -0.000497 | -0.000265 | -0.000143 | 0 | 0.000158 | 0.000358 | 0.000632 | 0.000842 | 0.001194 | 0.001598 | 0.001871 | 0.002143 | 0.002342
-0.015084 | -0.014567 | -0.013745 | -0.012972 | -0.012417 | -0.01201 | -0.011551 | -0.010227 | -0.008661 | -0.007333 | -0.006171 | -0.005141 | -0.004162 | -0.003531 | -0.00283 | -0.002089 | -0.001669 | -0.001383 | -0.001238 | -0.001033 | -0.000834 | -0.000666 | -0.000467 | -0.000227 | -0.000141 | 0 | 0.000198 | 0.000409 | 0.000654 | 0.000809 | 0.001193 | 0.001654 | 0.001922 | 0.002161 | 0.002375
-0.014876 | -0.014321 | -0.013521 | -0.01274 | -0.012193 | -0.011798 | -0.011316 | -0.009982 | -0.008457 | -0.007127 | -0.00599 | -0.004993 | -0.004041 | -0.003386 | -0.002727 | -0.002011 | -0.001601 | -0.00132 | -0.001166 | -0.001019 | -0.000838 | -0.000638 | -0.000404 | -0.000233 | -0.000108 | 0 | 0.000162 | 0.000417 | 0.000694 | 0.00088 | 0.001236 | 0.001655 | 0.001952 | 0.002178 | 0.002402
-0.014695 | -0.014144 | -0.013333 | -0.012527 | -0.011985 | -0.011602 | -0.011127 | -0.009787 | -0.008257 | -0.006959 | -0.005835 | -0.004834 | -0.003932 | -0.003325 | -0.002681 | -0.001942 | -0.001576 | -0.0013 | -0.001124 | -0.000999 | -0.000817 | -0.000625 | -0.000457 | -0.000221 | -0.000136 | 0 | 0.000195 | 0.000419 | 0.000687 | 0.000883 | 0.001237 | 0.001641 | 0.001959 | 0.002175 | 0.002391
-0.014498 | -0.013958 | -0.013149 | -0.012335 | -0.011791 | -0.011412 | -0.010943 | -0.009624 | -0.008085 | -0.006819 | -0.005744 | -0.004735 | -0.003861 | -0.00327 | -0.002633 | -0.00194 | -0.001563 | -0.001287 | -0.001128 | -0.001011 | -0.000869 | -0.000626 | -0.000461 | -0.000235 | -0.000114 | 0 | 0.00019 | 0.000389 | 0.000668 | 0.000867 | 0.001236 | 0.001651 | 0.001927 | 0.00218 | 0.002385
-0.01429 | -0.013726 | -0.01293 | -0.01215 | -0.011595 | -0.011206 | -0.010696 | -0.009418 | -0.007915 | -0.006639 | -0.005595 | -0.004656 | -0.003809 | -0.003233 | -0.002632 | -0.00195 | -0.001585 | -0.001342 | -0.0012 | -0.001053 | -0.000888 | -0.000697 | -0.000456 | -0.000278 | -0.000131 | 0 | 0.000138 | 0.000374 | 0.000606 | 0.000825 | 0.001227 | 0.001615 | 0.001906 | 0.002146 | 0.002356
-0.013941 | -0.013361 | -0.012563 | -0.011785 | -0.011222 | -0.010842 | -0.010335 | -0.009105 | -0.007657 | -0.006442 | -0.005419 | -0.004498 | -0.003688 | -0.003114 | -0.002501 | -0.001924 | -0.001546 | -0.001318 | -0.001208 | -0.001016 | -0.000853 | -0.000677 | -0.000468 | -0.000261 | -0.000147 | 0 | 0.000144 | 0.000422 | 0.000619 | 0.000913 | 0.001278 | 0.001628 | 0.001903 | 0.002182 | 0.002351
-0.013597 | -0.012983 | -0.012159 | -0.011376 | -0.010851 | -0.010487 | -0.009834 | -0.008731 | -0.007401 | -0.006211 | -0.00524 | -0.004402 | -0.003588 | -0.002927 | -0.002245 | -0.001861 | -0.00153 | -0.001281 | -0.001148 | -0.001015 | -0.00085 | -0.000624 | -0.000438 | -0.000225 | -9.1e-05 | 0 | 0.000184 | 0.000413 | 0.000719 | 0.001143 | 0.001572 | 0.001705 | 0.001954 | 0.00218 | 0.002383
-0.01346 | -0.01277 | -0.011946 | -0.01115 | -0.010629 | -0.010245 | -0.00945 | -0.008489 | -0.007264 | -0.006131 | -0.005165 | -0.004339 | -0.003583 | -0.002809 | -0.002121 | -0.001904 | -0.001595 | -0.001368 | -0.001202 | -0.001109 | -0.000916 | -0.000691 | -0.00046 | -0.000254 | -0.000165 | 0 | 0.000181 | 0.000377 | 0.000756 | 0.001276 | 0.001664 | 0.001707 | 0.001951 | 0.002178 | 0.00237
-0.013307 | -0.012509 | -0.01161 | -0.010838 | -0.010308 | -0.009896 | -0.009141 | -0.00823 | -0.007049 | -0.005948 | -0.005045 | -0.004239 | -0.003506 | -0.00281 | -0.00212 | -0.001868 | -0.001577 | -0.001351 | -0.001223 | -0.001062 | -0.000889 | -0.00062 | -0.000469 | -0.000229 | -0.000135 | 0 | 0.000194 | 0.000412 | 0.000807 | 0.001244 | 0.001646 | 0.001719 | 0.001965 | 0.002155 | 0.002379
-0.013179 | -0.012243 | -0.01133 | -0.010545 | -0.010039 | -0.009669 | -0.008942 | -0.008052 | -0.006881 | -0.005871 | -0.004995 | -0.004222 | -0.003526 | -0.002868 | -0.002238 | -0.001972 | -0.001669 | -0.001423 | -0.001263 | -0.001135 | -0.000959 | -0.000693 | -0.000462 | -0.000262 | -0.000185 | 0 | 0.000111 | 0.000364 | 0.000723 | 0.001099 | 0.001492 | 0.00163 | 0.001866 | 0.002098 | 0.002309
-0.012978 | -0.011895 | -0.01096 | -0.010158 | -0.009633 | -0.009298 | -0.00872 | -0.007771 | -0.006633 | -0.005627 | -0.004797 | -0.004105 | -0.003383 | -0.002895 | -0.002346 | -0.001927 | -0.001621 | -0.001388 | -0.00123 | -0.001075 | -0.000855 | -0.000634 | -0.000418 | -0.000242 | -0.000125 | 0 | 0.000185 | 0.000434 | 0.000691 | 0.000955 | 0.001352 | 0.001602 | 0.001847 | 0.002063 | 0.002244
-0.012732 | -0.011613 | -0.010643 | -0.009836 | -0.009324 | -0.009015 | -0.008431 | -0.007523 | -0.006441 | -0.005461 | -0.004685 | -0.004015 | -0.003329 | -0.002801 | -0.00227 | -0.001883 | -0.001609 | -0.001333 | -0.001209 | -0.00103 | -0.00081 | -0.000603 | -0.000385 | -0.000202 | -6.6e-05 | 0 | 0.000186 | 0.000435 | 0.000719 | 0.001093 | 0.001472 | 0.001591 | 0.00184 | 0.002029 | 0.002182
-0.012787 | -0.011555 | -0.010537 | -0.009734 | -0.009235 | -0.008854 | -0.008335 | -0.007432 | -0.006334 | -0.005417 | -0.004667 | -0.00402 | -0.00338 | -0.002864 | -0.00234 | -0.001937 | -0.001599 | -0.00134 | -0.001186 | -0.001014 | -0.000846 | -0.000637 | -0.000413 | -0.000168 | -3.8e-05 | 0 | 0.000147 | 0.000444 | 0.000674 | 0.000903 | 0.001257 | 0.001532 | 0.001752 | 0.001936 | 0.002106
-0.012638 | -0.0114 | -0.010403 | -0.009595 | -0.00909 | -0.008716 | -0.008322 | -0.007343 | -0.006212 | -0.005305 | -0.004557 | -0.003902 | -0.003294 | -0.002875 | -0.002458 | -0.001931 | -0.001575 | -0.001294 | -0.001111 | -0.000957 | -0.000771 | -0.000555 | -0.000342 | -0.000148 | -8e-05 | 0 | 0.000145 | 0.000385 | 0.000604 | 0.000724 | 0.001025 | 0.001397 | 0.001595 | 0.00176 | 0.001961
-0.012663 | -0.011445 | -0.010435 | -0.009605 | -0.009083 | -0.008755 | -0.008474 | -0.007387 | -0.006196 | -0.005252 | -0.004513 | -0.003902 | -0.003281 | -0.002981 | -0.002635 | -0.001911 | -0.001529 | -0.00118 | -0.001055 | -0.000903 | -0.000757 | -0.000515 | -0.000308 | -0.000105 | -0.000112 | 0 | 0.000159 | 0.000347 | 0.000456 | 0.000425 | 0.000726 | 0.001224 | 0.00147 | 0.001602 | 0.001739
-0.012768 | -0.011597 | -0.010612 | -0.009774 | -0.009253 | -0.008928 | -0.008735 | -0.007524 | -0.006235 | -0.005304 | -0.004552 | -0.003924 | -0.003232 | -0.003098 | -0.002755 | -0.001905 | -0.001424 | -0.001172 | -0.000984 | -0.000848 | -0.000666 | -0.000415 | -0.000307 | -8.9e-05 | -8.8e-05 | 0 | 0.000121 | 0.000303 | 0.000351 | 0.000207 | 0.000528 | 0.001101 | 0.001289 | 0.001474 | 0.001588
-0.013219 | -0.012043 | -0.011044 | -0.010154 | -0.009572 | -0.009234 | -0.009091 | -0.007739 | -0.006404 | -0.005411 | -0.004602 | -0.003955 | -0.0033 | -0.003086 | -0.002796 | -0.001838 | -0.001406 | -0.001046 | -0.000892 | -0.00077 | -0.000603 | -0.00034 | -0.000203 | 2e-06 | -6.5e-05 | 0 | 0.00014 | 0.00028 | 0.00036 | 0.000166 | 0.000444 | 0.001053 | 0.001254 | 0.001363 | 0.001542
-0.01408 | -0.012875 | -0.011771 | -0.010801 | -0.010197 | -0.009787 | -0.009418 | -0.008091 | -0.006715 | -0.005658 | -0.004831 | -0.004093 | -0.003368 | -0.003052 | -0.00264 | -0.001845 | -0.001389 | -0.001074 | -0.000924 | -0.000766 | -0.000591 | -0.000355 | -0.000202 | -2.2e-05 | -6.8e-05 | 0 | 8e-05 | 0.000254 | 0.000382 | 0.000271 | 0.00056 | 0.001036 | 0.001186 | 0.00132 | 0.001461
-0.014996 | -0.013663 | -0.012487 | -0.011376 | -0.010677 | -0.010211 | -0.009489 | -0.008266 | -0.006966 | -0.005877 | -0.004944 | -0.00421 | -0.003405 | -0.00281 | -0.002185 | -0.001706 | -0.001242 | -0.000935 | -0.00078 | -0.000647 | -0.000553 | -0.000263 | -0.000185 | -4.9e-05 | 4.4e-05 | 0 | 0.000116 | 0.000306 | 0.00051 | 0.000614 | 0.00091 | 0.001127 | 0.00127 | 0.001355 | 0.001553
-0.015849 | -0.014343 | -0.013055 | -0.011856 | -0.01112 | -0.010548 | -0.009976 | -0.008579 | -0.007133 | -0.006037 | -0.005104 | -0.004274 | -0.003476 | -0.003014 | -0.0025 | -0.001705 | -0.00121 | -0.000918 | -0.000721 | -0.000641 | -0.000558 | -0.000245 | -0.000181 | 6.9e-05 | -6.7e-05 | 0 | 0.000116 | 0.000329 | 0.000438 | 0.000395 | 0.000655 | 0.001068 | 0.001233 | 0.001425 | 0.001549

## ACS168_CC_tcarray
-0.045236 | -0.039151 | -0.032552 | -0.029913 | -0.027772 | -0.026456 | -0.022531 | -0.017499 | -0.012686 | -0.011199 | -0.010182 | -0.008958 | -0.008587 | -0.008003 | -0.00568 | -0.002785 | -0.000876 | -0.000919 | -0.000657 | 0.000779 | -3.6e-05 | 0.001153 | -0.002662 | -0.000272 | -0.002803 | 0 | -0.002329 | -0.000108 | -0.001395 | -0.001111 | -1.9e-05 | 0.000699 | 0.000112 | 0.000333 | -0.001102
-0.039942 | -0.03364 | -0.029922 | -0.027585 | -0.024926 | -0.024713 | -0.02095 | -0.015356 | -0.012138 | -0.009984 | -0.008741 | -0.007824 | -0.006673 | -0.00516 | -0.003711 | -0.002497 | -0.001175 | 0.001486 | 0.002226 | 0.001404 | 0.000434 | 0.001857 | 0.00074 | -0.000785 | -0.000601 | 0 | -0.000226 | 0.000574 | 0.001169 | 0.002057 | 0.002049 | 0.001971 | 0.001414 | 0.00084 | 0.000275
-0.041714 | -0.035899 | -0.032081 | -0.029383 | -0.026891 | -0.026311 | -0.024324 | -0.018393 | -0.013888 | -0.011854 | -0.011786 | -0.00976 | -0.009114 | -0.008676 | -0.008515 | -0.004896 | -0.002842 | -0.001888 | -0.001154 | -0.001145 | -0.00014 | -0.000726 | -0.001115 | 0.000512 | -0.001797 | 0 | -0.001841 | -0.001091 | -0.001309 | -0.003548 | -0.00347 | 0.00019 | -0.000557 | 0.000703 | 0.000156
-0.039454 | -0.034259 | -0.029726 | -0.027922 | -0.026125 | -0.025141 | -0.021062 | -0.016824 | -0.013208 | -0.011985 | -0.009909 | -0.009548 | -0.008177 | -0.006582 | -0.00436 | -0.003163 | -0.001821 | -0.000398 | -0.00127 | -0.000234 | -0.000411 | 0.000632 | -0.000269 | -0.000532 | -0.000695 | 0 | -0.001112 | -0.000138 | 0.00024 | 0.001263 | 0.002015 | 0.002558 | 0.001834 | 0.002123 | 0.000575
-0.038248 | -0.032439 | -0.029421 | -0.026976 | -0.025256 | -0.024278 | -0.020453 | -0.016639 | -0.013301 | -0.01135 | -0.009709 | -0.009287 | -0.007844 | -0.005187 | -0.004665 | -0.003266 | -0.001996 | -0.000267 | 0.000108 | 0.000967 | 0.000809 | 0.000263 | 0.000225 | -0.000132 | -0.000698 | 0 | -0.00085 | 0.001038 | 0.001128 | 0.002999 | 0.00283 | 0.002127 | 0.00269 | 0.002192 | 0.001867
-0.037486 | -0.032365 | -0.028368 | -0.026206 | -0.024319 | -0.024038 | -0.020853 | -0.016466 | -0.013666 | -0.011705 | -0.010532 | -0.008641 | -0.008049 | -0.006178 | -0.004227 | -0.003268 | -0.002207 | -0.000626 | -0.000459 | -0.000768 | -0.000258 | 0.000711 | -7.2e-05 | 0.000233 | -0.000415 | 0 | 0.000466 | 0.000405 | 0.001513 | 0.001784 | 0.00321 | 0.002982 | 0.002335 | 0.00242 | 0.001542
-0.037297 | -0.03219 | -0.028321 | -0.026584 | -0.024895 | -0.023638 | -0.020137 | -0.01706 | -0.013886 | -0.012131 | -0.010664 | -0.009727 | -0.008374 | -0.006982 | -0.004516 | -0.003994 | -0.002262 | -0.001457 | -0.000953 | -0.000681 | -0.00037 | -9e-06 | -0.000522 | -0.000496 | -0.000835 | 0 | -0.001066 | 0.000145 | -4.6e-05 | 0.001397 | 0.002198 | 0.002217 | 0.002202 | 0.002514 | 0.001882
-0.037135 | -0.031823 | -0.028943 | -0.026536 | -0.0246 | -0.023896 | -0.021484 | -0.017132 | -0.014099 | -0.011649 | -0.010678 | -0.009454 | -0.007809 | -0.006454 | -0.005574 | -0.003747 | -0.002985 | -0.001652 | -0.001206 | -0.000863 | -0.000267 | -2.6e-05 | -0.000379 | 0.000519 | 5.8e-05 | 0 | -0.000211 | 0.000511 | 0.001229 | 0.001409 | 0.001683 | 0.002417 | 0.002962 | 0.002919 | 0.002706
-0.036515 | -0.031811 | -0.02748 | -0.025399 | -0.024166 | -0.023068 | -0.020047 | -0.01713 | -0.013944 | -0.012623 | -0.010588 | -0.009352 | -0.008072 | -0.006463 | -0.00461 | -0.003555 | -0.002492 | -0.001367 | -0.000777 | 1.8e-05 | -0.000149 | 0.000472 | -0.000107 | -0.00037 | -0.000832 | 0 | 3.8e-05 | 0.000829 | 0.001064 | 0.002354 | 0.003212 | 0.002829 | 0.002725 | 0.002705 | 0.002399
-0.035092 | -0.030197 | -0.027237 | -0.025315 | -0.024 | -0.022761 | -0.019324 | -0.016395 | -0.01401 | -0.011486 | -0.010433 | -0.009347 | -0.007662 | -0.005615 | -0.003416 | -0.004104 | -0.002923 | -0.001727 | -0.001387 | -0.00134 | -0.000736 | -0.000385 | -0.000813 | -0.000618 | -0.000858 | 0 | -0.000455 | -0.000169 | 0.000475 | 0.002711 | 0.003035 | 0.002147 | 0.002406 | 0.002691 | 0.00221
-0.034198 | -0.02948 | -0.026457 | -0.024345 | -0.02233 | -0.021824 | -0.019856 | -0.016343 | -0.013063 | -0.010956 | -0.00939 | -0.007818 | -0.00715 | -0.005556 | -0.004731 | -0.002839 | -0.002627 | -0.000938 | -0.00062 | -0.000347 | -1.7e-05 | -0.000417 | -0.000299 | -8.9e-05 | -0.000143 | 0 | -0.000197 | 0.000879 | 0.001075 | 0.001351 | 0.002259 | 0.003091 | 0.003243 | 0.003446 | 0.003022
-0.033398 | -0.029188 | -0.025628 | -0.02395 | -0.022728 | -0.021664 | -0.019001 | -0.016268 | -0.01362 | -0.011473 | -0.00991 | -0.008601 | -0.007205 | -0.005539 | -0.003913 | -0.003427 | -0.0023 | -0.002013 | -0.001605 | -0.000961 | -0.001063 | -0.000686 | -0.000784 | -0.000293 | -0.000953 | 0 | -0.000555 | -0.000272 | 0.000311 | 0.001735 | 0.002472 | 0.00214 | 0.00229 | 0.002597 | 0.002746
-0.031917 | -0.027366 | -0.024896 | -0.02297 | -0.021448 | -0.020575 | -0.017877 | -0.01509 | -0.012172 | -0.010293 | -0.008445 | -0.00771 | -0.005957 | -0.004703 | -0.003187 | -0.002646 | -0.00201 | -0.00087 | -0.000931 | -0.000767 | -0.000393 | -1.8e-05 | -0.000379 | -0.000174 | -0.000495 | 0 | -9.1e-05 | 0.000217 | 0.00075 | 0.001662 | 0.002382 | 0.002617 | 0.002744 | 0.002778 | 0.002797
-0.030652 | -0.026674 | -0.023553 | -0.021729 | -0.020324 | -0.019463 | -0.017564 | -0.014356 | -0.01183 | -0.009673 | -0.00835 | -0.006838 | -0.005658 | -0.003939 | -0.002793 | -0.002323 | -0.001879 | -0.001173 | -0.000698 | -0.000773 | -0.000551 | -0.00029 | -0.000705 | -0.000427 | -0.000265 | 0 | -0.0004 | 0.000547 | 0.001006 | 0.002037 | 0.002574 | 0.002661 | 0.002749 | 0.003215 | 0.002913
-0.030192 | -0.0262 | -0.023008 | -0.021435 | -0.020218 | -0.018992 | -0.016611 | -0.014384 | -0.011777 | -0.009836 | -0.008301 | -0.006966 | -0.005854 | -0.004278 | -0.002962 | -0.002484 | -0.00209 | -0.00162 | -0.001394 | -0.000983 | -0.000801 | -0.000315 | -0.000365 | -0.000499 | -0.00087 | 0 | -0.000105 | -9.1e-05 | 0.000522 | 0.001315 | 0.002305 | 0.002267 | 0.002341 | 0.002679 | 0.002426
-0.028508 | -0.024442 | -0.0222 | -0.020153 | -0.018982 | -0.018257 | -0.015772 | -0.013284 | -0.010627 | -0.008707 | -0.007073 | -0.006117 | -0.004914 | -0.003396 | -0.002213 | -0.002063 | -0.001708 | -0.000899 | -0.000677 | -0.00049 | -0.000497 | -0.000396 | -0.000462 | -0.000125 | 9.4e-05 | 0 | -0.000116 | 0.000216 | 0.000845 | 0.002098 | 0.002456 | 0.002517 | 0.00281 | 0.003007 | 0.002973
-0.027679 | -0.024228 | -0.021144 | -0.019672 | -0.018362 | -0.017376 | -0.015609 | -0.01316 | -0.010696 | -0.008764 | -0.007399 | -0.005857 | -0.004708 | -0.003492 | -0.002349 | -0.00201 | -0.001563 | -0.001091 | -0.001089 | -0.000756 | -0.000352 | -0.000378 | -0.000518 | -4.9e-05 | -0.000436 | 0 | 4.6e-05 | 0.00045 | 0.00084 | 0.00145 | 0.002327 | 0.002446 | 0.002689 | 0.00288 | 0.002733
-0.026514 | -0.02271 | -0.02027 | -0.01884 | -0.017648 | -0.01658 | -0.014748 | -0.012541 | -0.010042 | -0.00826 | -0.006799 | -0.005839 | -0.004554 | -0.003175 | -0.002034 | -0.001793 | -0.001568 | -0.001123 | -0.001165 | -0.000764 | -0.000599 | -0.000224 | -0.000322 | -0.000302 | -0.000285 | 0 | -4.7e-05 | 0.000136 | 0.000775 | 0.0016 | 0.002331 | 0.002441 | 0.002363 | 0.002629 | 0.002632
-0.026033 | -0.02242 | -0.020287 | -0.018357 | -0.0173 | -0.01656 | -0.014419 | -0.012195 | -0.009884 | -0.007897 | -0.006498 | -0.005398 | -0.004484 | -0.002975 | -0.001874 | -0.0019 | -0.001553 | -0.001009 | -0.000703 | -0.000606 | -0.00062 | -0.000404 | -0.000488 | -0.000679 | -0.000313 | 0 | -0.000318 | 0.000268 | 0.000681 | 0.001765 | 0.00229 | 0.002216 | 0.002666 | 0.002908 | 0.0028
-0.025145 | -0.022004 | -0.019258 | -0.017919 | -0.016817 | -0.015865 | -0.014097 | -0.01206 | -0.009883 | -0.008206 | -0.006807 | -0.005395 | -0.004363 | -0.003117 | -0.002138 | -0.001661 | -0.001452 | -0.001049 | -0.000836 | -0.000742 | -0.000467 | -0.000523 | -0.000338 | 3e-06 | -0.000335 | 0 | 7e-05 | 0.000493 | 0.00084 | 0.001616 | 0.00239 | 0.002355 | 0.002761 | 0.002768 | 0.002864
-0.024486 | -0.020979 | -0.018915 | -0.017413 | -0.016373 | -0.015453 | -0.013686 | -0.011634 | -0.009341 | -0.007657 | -0.006469 | -0.005411 | -0.004357 | -0.00302 | -0.001933 | -0.001934 | -0.001546 | -0.001159 | -0.000998 | -0.000812 | -0.000672 | -0.000393 | -0.000462 | -0.000202 | -0.00035 | 0 | 2.8e-05 | 0.000122 | 0.000623 | 0.001565 | 0.002094 | 0.002217 | 0.002288 | 0.002628 | 0.00262
-0.024 | -0.020836 | -0.018644 | -0.017012 | -0.01593 | -0.015204 | -0.013537 | -0.011435 | -0.009372 | -0.007503 | -0.006097 | -0.005103 | -0.00417 | -0.00287 | -0.001941 | -0.001886 | -0.001575 | -0.000959 | -0.000867 | -0.000698 | -0.000564 | -0.000535 | -0.000457 | -0.000397 | -0.000124 | 0 | -0.00014 | 0.000453 | 0.000863 | 0.00177 | 0.00226 | 0.002246 | 0.002574 | 0.002789 | 0.002775
-0.023559 | -0.020501 | -0.018028 | -0.016862 | -0.015867 | -0.014939 | -0.013211 | -0.011434 | -0.009384 | -0.007739 | -0.006651 | -0.005381 | -0.00441 | -0.003095 | -0.002099 | -0.001888 | -0.0016 | -0.001366 | -0.001099 | -0.000878 | -0.000646 | -0.00058 | -0.000488 | -0.000141 | -0.000305 | 0 | 8e-05 | 0.000209 | 0.000672 | 0.001518 | 0.002273 | 0.002059 | 0.002193 | 0.002513 | 0.002514
-0.023462 | -0.020182 | -0.018283 | -0.016724 | -0.015629 | -0.014872 | -0.013403 | -0.011379 | -0.009111 | -0.007496 | -0.006226 | -0.005252 | -0.004284 | -0.003253 | -0.002298 | -0.002165 | -0.001763 | -0.001259 | -0.001114 | -0.000987 | -0.000874 | -0.000319 | -0.000471 | -0.000388 | -0.000337 | 0 | 1e-05 | 0.000284 | 0.000688 | 0.001311 | 0.001817 | 0.002226 | 0.002302 | 0.002438 | 0.002527
-0.023059 | -0.020128 | -0.017887 | -0.016513 | -0.015546 | -0.014823 | -0.013095 | -0.011206 | -0.009321 | -0.007576 | -0.006346 | -0.005298 | -0.004399 | -0.003088 | -0.002053 | -0.001887 | -0.001778 | -0.001348 | -0.001049 | -0.000761 | -0.000697 | -0.000665 | -0.000587 | -0.000387 | -0.000212 | 0 | -0.000165 | 0.000323 | 0.000819 | 0.001665 | 0.002261 | 0.002088 | 0.002411 | 0.00251 | 0.002601
-0.022829 | -0.019797 | -0.017567 | -0.016454 | -0.01545 | -0.014547 | -0.013078 | -0.011316 | -0.009233 | -0.007741 | -0.006582 | -0.005385 | -0.004438 | -0.003166 | -0.002281 | -0.002098 | -0.001652 | -0.001304 | -0.001113 | -0.000972 | -0.000725 | -0.000443 | -0.000427 | -0.000178 | -0.00029 | 0 | 0.000106 | 0.000325 | 0.0008 | 0.001451 | 0.002141 | 0.002133 | 0.002291 | 0.002537 | 0.002604
-0.023081 | -0.019947 | -0.018113 | -0.01651 | -0.015542 | -0.014736 | -0.013249 | -0.011406 | -0.009357 | -0.007796 | -0.006494 | -0.005572 | -0.004745 | -0.003507 | -0.002461 | -0.002378 | -0.00201 | -0.001624 | -0.001432 | -0.001153 | -0.000964 | -0.000556 | -0.000573 | -0.000498 | -0.000301 | 0 | -8.6e-05 | 0.000304 | 0.000719 | 0.001415 | 0.001815 | 0.002062 | 0.002213 | 0.00245 | 0.002454
-0.022763 | -0.019928 | -0.017626 | -0.016415 | -0.015438 | -0.014719 | -0.013152 | -0.011297 | -0.009447 | -0.007856 | -0.00658 | -0.005493 | -0.004583 | -0.003432 | -0.002395 | -0.002173 | -0.001918 | -0.001432 | -0.001155 | -0.000897 | -0.000683 | -0.000724 | -0.000602 | -0.00026 | -0.000216 | 0 | -0.00011 | 0.000261 | 0.000617 | 0.001467 | 0.002099 | 0.001948 | 0.002207 | 0.002346 | 0.002383
-0.022242 | -0.019257 | -0.017399 | -0.016196 | -0.015218 | -0.014385 | -0.013049 | -0.011315 | -0.00927 | -0.007719 | -0.006666 | -0.00564 | -0.004627 | -0.00364 | -0.002742 | -0.002349 | -0.001825 | -0.001563 | -0.00124 | -0.001051 | -0.000788 | -0.000419 | -0.000348 | -0.000164 | -0.000132 | 0 | 0.000134 | 0.000412 | 0.000795 | 0.001259 | 0.001811 | 0.002125 | 0.002219 | 0.002398 | 0.002513
-0.022152 | -0.019359 | -0.017482 | -0.01597 | -0.015065 | -0.014398 | -0.013171 | -0.011234 | -0.009215 | -0.007646 | -0.006452 | -0.005495 | -0.004691 | -0.003639 | -0.002786 | -0.002428 | -0.002019 | -0.001548 | -0.001212 | -0.001058 | -0.000857 | -0.000488 | -0.000444 | -0.000397 | -0.000131 | 0 | 0.000167 | 0.000352 | 0.000657 | 0.001391 | 0.001786 | 0.001992 | 0.002185 | 0.002442 | 0.002463
-0.021787 | -0.019097 | -0.017036 | -0.016012 | -0.0151 | -0.014376 | -0.013215 | -0.011373 | -0.009462 | -0.007937 | -0.006838 | -0.005726 | -0.004807 | -0.003928 | -0.003073 | -0.002495 | -0.002126 | -0.00165 | -0.001314 | -0.00106 | -0.000847 | -0.000759 | -0.000648 | -0.000345 | -0.000204 | 0 | -6.4e-05 | 0.000272 | 0.000635 | 0.001032 | 0.001614 | 0.001829 | 0.002107 | 0.002214 | 0.002254
-0.021569 | -0.018706 | -0.016967 | -0.015691 | -0.01472 | -0.013948 | -0.01303 | -0.011182 | -0.009084 | -0.007743 | -0.0066 | -0.005682 | -0.004771 | -0.00389 | -0.003127 | -0.002563 | -0.002087 | -0.001743 | -0.001369 | -0.001128 | -0.000933 | -0.0005 | -0.000366 | -0.000265 | -0.000207 | 0 | 0.000112 | 0.000351 | 0.000701 | 0.001079 | 0.00158 | 0.001979 | 0.002113 | 0.002304 | 0.002389
-0.021482 | -0.018898 | -0.016971 | -0.015629 | -0.014766 | -0.014148 | -0.012848 | -0.011131 | -0.009318 | -0.00781 | -0.006602 | -0.005715 | -0.004886 | -0.003978 | -0.003023 | -0.002678 | -0.002233 | -0.001722 | -0.001364 | -0.001161 | -0.000919 | -0.00068 | -0.000569 | -0.000476 | -0.000192 | 0 | -2.8e-05 | 0.000274 | 0.000638 | 0.001229 | 0.001563 | 0.001824 | 0.002087 | 0.002228 | 0.002258
-0.021097 | -0.018514 | -0.01657 | -0.015638 | -0.01476 | -0.013878 | -0.012378 | -0.011026 | -0.009424 | -0.008003 | -0.006946 | -0.005867 | -0.004925 | -0.003759 | -0.002772 | -0.002605 | -0.00224 | -0.001851 | -0.001478 | -0.001218 | -0.000908 | -0.00073 | -0.000615 | -0.000235 | -0.000212 | 0 | 4.4e-05 | 0.000364 | 0.000763 | 0.001431 | 0.00205 | 0.001907 | 0.002121 | 0.002318 | 0.00234
-0.02069 | -0.018031 | -0.01643 | -0.015147 | -0.014234 | -0.013567 | -0.01207 | -0.010728 | -0.009047 | -0.007765 | -0.006675 | -0.005799 | -0.004986 | -0.003666 | -0.002618 | -0.002686 | -0.002291 | -0.001942 | -0.001538 | -0.001339 | -0.001051 | -0.000601 | -0.000434 | -0.000365 | -0.000219 | 0 | 1.9e-05 | 0.000297 | 0.000839 | 0.001759 | 0.00223 | 0.001923 | 0.002014 | 0.002181 | 0.002258
-0.020326 | -0.017899 | -0.016045 | -0.014881 | -0.014121 | -0.01347 | -0.011956 | -0.01062 | -0.009132 | -0.007723 | -0.00664 | -0.005715 | -0.004936 | -0.003791 | -0.002764 | -0.002737 | -0.002374 | -0.001768 | -0.001398 | -0.001134 | -0.000961 | -0.000712 | -0.000546 | -0.000362 | -9.1e-05 | 0 | 4.1e-05 | 0.000404 | 0.000834 | 0.001602 | 0.002142 | 0.001907 | 0.002148 | 0.00227 | 0.002293
-0.019857 | -0.017393 | -0.015722 | -0.014791 | -0.013894 | -0.013141 | -0.011851 | -0.010534 | -0.008963 | -0.007713 | -0.006762 | -0.005765 | -0.004954 | -0.003859 | -0.002865 | -0.00273 | -0.002314 | -0.001932 | -0.001488 | -0.001272 | -0.000967 | -0.000743 | -0.000592 | -0.000257 | -0.000279 | 0 | -6e-06 | 0.0003 | 0.000713 | 0.0015 | 0.001959 | 0.001759 | 0.001879 | 0.002034 | 0.002106
-0.019497 | -0.017085 | -0.015489 | -0.014242 | -0.013456 | -0.01284 | -0.011684 | -0.010263 | -0.008664 | -0.007456 | -0.00649 | -0.005667 | -0.004947 | -0.003924 | -0.003 | -0.002847 | -0.002355 | -0.001954 | -0.001577 | -0.001286 | -0.000965 | -0.000597 | -0.000465 | -0.000332 | -0.000264 | 0 | 0.0001 | 0.000307 | 0.000735 | 0.00134 | 0.001804 | 0.001771 | 0.001839 | 0.001994 | 0.002091
-0.019136 | -0.016831 | -0.015067 | -0.014101 | -0.013338 | -0.012678 | -0.011434 | -0.010085 | -0.008665 | -0.007427 | -0.006435 | -0.005617 | -0.004804 | -0.003927 | -0.003009 | -0.002828 | -0.002412 | -0.001879 | -0.001498 | -0.001212 | -0.000969 | -0.000735 | -0.000608 | -0.000357 | -0.000105 | 0 | 6.9e-05 | 0.000336 | 0.00066 | 0.001286 | 0.001678 | 0.001632 | 0.001843 | 0.001935 | 0.001937
-0.018574 | -0.016198 | -0.014692 | -0.013713 | -0.012851 | -0.012209 | -0.011144 | -0.009785 | -0.008265 | -0.007167 | -0.006318 | -0.005505 | -0.004727 | -0.003849 | -0.003018 | -0.002711 | -0.002272 | -0.001907 | -0.001487 | -0.001256 | -0.000915 | -0.000646 | -0.000495 | -0.000221 | -0.000195 | 0 | 4.9e-05 | 0.000324 | 0.000659 | 0.001203 | 0.001691 | 0.001641 | 0.001758 | 0.001877 | 0.001929
-0.018481 | -0.016212 | -0.014574 | -0.013471 | -0.012732 | -0.012082 | -0.010926 | -0.009649 | -0.008239 | -0.007077 | -0.006198 | -0.005434 | -0.004783 | -0.003881 | -0.003068 | -0.002867 | -0.002419 | -0.001989 | -0.001575 | -0.001288 | -0.000984 | -0.000654 | -0.000498 | -0.000388 | -0.000204 | 0 | 1.6e-05 | 0.000308 | 0.000653 | 0.001192 | 0.001542 | 0.001601 | 0.001691 | 0.001799 | 0.00186
-0.017901 | -0.015603 | -0.014022 | -0.01311 | -0.012368 | -0.011753 | -0.01051 | -0.009218 | -0.007918 | -0.006835 | -0.006002 | -0.005282 | -0.004597 | -0.003653 | -0.00281 | -0.002684 | -0.002298 | -0.001828 | -0.001484 | -0.001206 | -0.000918 | -0.000681 | -0.000512 | -0.000335 | -0.000171 | 0 | 8e-06 | 0.000292 | 0.000697 | 0.001358 | 0.001733 | 0.001539 | 0.001727 | 0.001795 | 0.001802
-0.019421 | -0.01689 | -0.015044 | -0.013912 | -0.013073 | -0.012363 | -0.011025 | -0.009585 | -0.008086 | -0.006793 | -0.005709 | -0.004823 | -0.003952 | -0.002993 | -0.002077 | -0.001822 | -0.00149 | -0.001106 | -0.000936 | -0.000781 | -0.000604 | -0.000429 | -0.000343 | -0.00021 | -8.8e-05 | 0 | 5.2e-05 | 0.000285 | 0.000666 | 0.00125 | 0.001692 | 0.001728 | 0.001854 | 0.001966 | 0.002036
-0.018968 | -0.016384 | -0.014691 | -0.013635 | -0.012768 | -0.012052 | -0.010834 | -0.009358 | -0.007813 | -0.006563 | -0.005618 | -0.004698 | -0.003865 | -0.002959 | -0.002085 | -0.001769 | -0.001407 | -0.001089 | -0.000901 | -0.000698 | -0.000586 | -0.000447 | -0.000351 | -0.000188 | -0.000135 | 0 | 6.5e-05 | 0.000272 | 0.000619 | 0.001102 | 0.001651 | 0.001603 | 0.00177 | 0.001947 | 0.001967
-0.018617 | -0.016096 | -0.014411 | -0.013276 | -0.012431 | -0.011791 | -0.010716 | -0.009152 | -0.007557 | -0.0064 | -0.005385 | -0.004544 | -0.003805 | -0.00298 | -0.002206 | -0.001789 | -0.001426 | -0.001102 | -0.00093 | -0.00077 | -0.000581 | -0.000414 | -0.000305 | -0.000193 | -0.000173 | 0 | 3.5e-05 | 0.0003 | 0.000613 | 0.00107 | 0.001443 | 0.001662 | 0.001768 | 0.001905 | 0.00194
-0.018332 | -0.015951 | -0.014237 | -0.01319 | -0.012376 | -0.011676 | -0.010525 | -0.009085 | -0.007619 | -0.006462 | -0.005437 | -0.004559 | -0.003752 | -0.002948 | -0.002133 | -0.001869 | -0.001551 | -0.001192 | -0.000971 | -0.000799 | -0.000647 | -0.000462 | -0.000341 | -0.000216 | -0.000128 | 0 | 6.5e-05 | 0.000213 | 0.000515 | 0.001053 | 0.001375 | 0.00151 | 0.00165 | 0.001776 | 0.001818
-0.017814 | -0.015389 | -0.013828 | -0.012777 | -0.011937 | -0.011286 | -0.01021 | -0.008739 | -0.007246 | -0.006109 | -0.005216 | -0.004427 | -0.003676 | -0.002807 | -0.002069 | -0.001733 | -0.001423 | -0.001088 | -0.000904 | -0.000738 | -0.000613 | -0.000448 | -0.000354 | -0.000238 | -0.000169 | 0 | 2.7e-05 | 0.000244 | 0.000628 | 0.001114 | 0.00154 | 0.001535 | 0.001653 | 0.00179 | 0.001799
-0.017513 | -0.015189 | -0.013595 | -0.012543 | -0.011731 | -0.011109 | -0.010044 | -0.008596 | -0.007153 | -0.006063 | -0.005117 | -0.004307 | -0.003618 | -0.002884 | -0.002143 | -0.001801 | -0.001475 | -0.001161 | -0.000933 | -0.000771 | -0.000618 | -0.000467 | -0.00035 | -0.000225 | -0.000138 | 0 | 5.7e-05 | 0.00025 | 0.000502 | 0.000961 | 0.001349 | 0.001497 | 0.001592 | 0.001742 | 0.001783
-0.017216 | -0.014934 | -0.013368 | -0.012359 | -0.01158 | -0.010933 | -0.009867 | -0.008455 | -0.007058 | -0.00596 | -0.005112 | -0.004314 | -0.003592 | -0.002851 | -0.002098 | -0.001813 | -0.001528 | -0.001198 | -0.001012 | -0.000816 | -0.000643 | -0.000491 | -0.000359 | -0.000229 | -0.000148 | 0 | 6.2e-05 | 0.00026 | 0.000531 | 0.001015 | 0.001344 | 0.001434 | 0.001554 | 0.001652 | 0.001663
-0.016787 | -0.014581 | -0.013089 | -0.012099 | -0.011308 | -0.010665 | -0.009618 | -0.008232 | -0.006877 | -0.005805 | -0.00496 | -0.004178 | -0.003521 | -0.00278 | -0.002075 | -0.001787 | -0.001468 | -0.001121 | -0.000942 | -0.000757 | -0.000565 | -0.000432 | -0.000354 | -0.00019 | -0.000178 | 0 | 6e-05 | 0.000268 | 0.000591 | 0.001003 | 0.001379 | 0.001467 | 0.001579 | 0.001671 | 0.00171
-0.016523 | -0.014386 | -0.012884 | -0.011907 | -0.011142 | -0.010538 | -0.009479 | -0.008128 | -0.006785 | -0.005763 | -0.00491 | -0.004153 | -0.003509 | -0.002795 | -0.002084 | -0.001823 | -0.001499 | -0.001164 | -0.001002 | -0.000786 | -0.000628 | -0.000499 | -0.00034 | -0.000179 | -0.000115 | 0 | 8.5e-05 | 0.000236 | 0.000549 | 0.000999 | 0.001336 | 0.001408 | 0.001524 | 0.001605 | 0.00162
-0.016334 | -0.014161 | -0.012733 | -0.011762 | -0.011021 | -0.010378 | -0.009363 | -0.008023 | -0.006705 | -0.005687 | -0.004866 | -0.004157 | -0.003493 | -0.002786 | -0.002102 | -0.00185 | -0.001535 | -0.001202 | -0.00099 | -0.00082 | -0.000618 | -0.00047 | -0.000366 | -0.00019 | -0.000122 | 0 | 5.9e-05 | 0.000282 | 0.000545 | 0.000969 | 0.001326 | 0.001376 | 0.001501 | 0.001595 | 0.001613
-0.016126 | -0.01405 | -0.012591 | -0.011664 | -0.010925 | -0.010325 | -0.009293 | -0.007978 | -0.006681 | -0.005707 | -0.004896 | -0.004177 | -0.003515 | -0.002866 | -0.002192 | -0.001928 | -0.001616 | -0.001246 | -0.001016 | -0.000841 | -0.000651 | -0.000477 | -0.000388 | -0.000225 | -0.000166 | 0 | 5.3e-05 | 0.000205 | 0.000475 | 0.000916 | 0.001239 | 0.001285 | 0.001381 | 0.001477 | 0.001491
-0.01589 | -0.013786 | -0.012379 | -0.011454 | -0.010712 | -0.010084 | -0.009125 | -0.007803 | -0.006532 | -0.005517 | -0.004738 | -0.004078 | -0.003512 | -0.002776 | -0.002162 | -0.001823 | -0.001544 | -0.0012 | -0.00102 | -0.000815 | -0.000668 | -0.000499 | -0.000395 | -0.000201 | -0.000166 | 0 | 7.3e-05 | 0.000268 | 0.000548 | 0.000953 | 0.001264 | 0.001323 | 0.001439 | 0.001538 | 0.001537
-0.015713 | -0.013662 | -0.012254 | -0.011327 | -0.01064 | -0.010076 | -0.009123 | -0.007782 | -0.006515 | -0.005581 | -0.004826 | -0.004182 | -0.003574 | -0.002923 | -0.002291 | -0.00195 | -0.001637 | -0.001301 | -0.001085 | -0.000916 | -0.000722 | -0.000531 | -0.000414 | -0.000274 | -0.000205 | 0 | 2.2e-05 | 0.000225 | 0.000524 | 0.00088 | 0.001184 | 0.001313 | 0.001375 | 0.00149 | 0.001499
-0.015547 | -0.013526 | -0.012152 | -0.011278 | -0.010577 | -0.00993 | -0.008975 | -0.007744 | -0.006499 | -0.005551 | -0.004757 | -0.004108 | -0.003491 | -0.002903 | -0.002274 | -0.001936 | -0.00163 | -0.001297 | -0.001067 | -0.000825 | -0.000679 | -0.000481 | -0.000376 | -0.000188 | -0.000141 | 0 | 6.6e-05 | 0.000206 | 0.000471 | 0.000797 | 0.001105 | 0.001226 | 0.001311 | 0.001401 | 0.001396
-0.015211 | -0.013217 | -0.011879 | -0.011002 | -0.010289 | -0.009741 | -0.008859 | -0.007539 | -0.006322 | -0.005412 | -0.00475 | -0.004095 | -0.003534 | -0.002873 | -0.00224 | -0.001967 | -0.001658 | -0.001326 | -0.001086 | -0.000879 | -0.000684 | -0.000508 | -0.000382 | -0.000255 | -0.000146 | 0 | 6.4e-05 | 0.00022 | 0.000463 | 0.000865 | 0.001215 | 0.001198 | 0.001311 | 0.001397 | 0.001404
-0.014878 | -0.012985 | -0.011625 | -0.010778 | -0.01011 | -0.009582 | -0.00859 | -0.00741 | -0.006227 | -0.005352 | -0.004661 | -0.004048 | -0.003536 | -0.002836 | -0.002174 | -0.00199 | -0.001656 | -0.001301 | -0.001066 | -0.000884 | -0.000685 | -0.00054 | -0.000349 | -0.000201 | -0.000167 | 0 | 5e-05 | 0.000195 | 0.000486 | 0.00089 | 0.001298 | 0.001194 | 0.001237 | 0.001342 | 0.00134
-0.014576 | -0.012665 | -0.011394 | -0.010621 | -0.00994 | -0.009384 | -0.008409 | -0.007218 | -0.006129 | -0.005252 | -0.004581 | -0.003964 | -0.003451 | -0.002765 | -0.002067 | -0.001922 | -0.00167 | -0.001281 | -0.001048 | -0.000876 | -0.000696 | -0.000517 | -0.00035 | -0.000268 | -0.000151 | 0 | 4.3e-05 | 0.000222 | 0.00049 | 0.00108 | 0.001258 | 0.001225 | 0.001285 | 0.001365 | 0.001338
-0.014231 | -0.012396 | -0.011166 | -0.010358 | -0.009665 | -0.00917 | -0.008216 | -0.007103 | -0.005986 | -0.005204 | -0.004531 | -0.003957 | -0.003465 | -0.002804 | -0.002171 | -0.001963 | -0.001651 | -0.00131 | -0.001035 | -0.000834 | -0.000677 | -0.000498 | -0.00037 | -0.000225 | -0.000128 | 0 | 3.1e-05 | 0.000201 | 0.000481 | 0.000867 | 0.001177 | 0.001146 | 0.001212 | 0.001332 | 0.00135
-0.014113 | -0.012311 | -0.011006 | -0.010256 | -0.009671 | -0.009096 | -0.008132 | -0.007091 | -0.005994 | -0.005168 | -0.004478 | -0.003945 | -0.003451 | -0.002939 | -0.002357 | -0.002045 | -0.001746 | -0.001359 | -0.001116 | -0.000904 | -0.000681 | -0.000543 | -0.000368 | -0.000235 | -0.000173 | 0 | 3.4e-05 | 0.00021 | 0.000367 | 0.00063 | 0.000886 | 0.001073 | 0.001086 | 0.001198 | 0.001158
-0.013484 | -0.011592 | -0.010468 | -0.009721 | -0.009044 | -0.008557 | -0.007777 | -0.006625 | -0.00558 | -0.004845 | -0.004245 | -0.003707 | -0.003295 | -0.002683 | -0.002145 | -0.001883 | -0.00163 | -0.001266 | -0.001029 | -0.000822 | -0.00064 | -0.000482 | -0.000424 | -0.000253 | -0.000137 | 0 | 2.1e-05 | 0.000177 | 0.000455 | 0.000725 | 0.000958 | 0.001024 | 0.001106 | 0.001126 | 0.001148
-0.012888 | -0.011141 | -0.009937 | -0.00916 | -0.008614 | -0.008197 | -0.007418 | -0.006271 | -0.005288 | -0.004565 | -0.004037 | -0.003518 | -0.003111 | -0.002602 | -0.001949 | -0.001718 | -0.00148 | -0.001174 | -0.000906 | -0.000714 | -0.000603 | -0.000428 | -0.000328 | -0.000104 | -6.4e-05 | 0 | 4.8e-05 | 0.000247 | 0.000467 | 0.000805 | 0.001083 | 0.001037 | 0.001054 | 0.001122 | 0.00113
-0.012656 | -0.010833 | -0.00963 | -0.009009 | -0.008485 | -0.007934 | -0.007082 | -0.00608 | -0.005124 | -0.004448 | -0.003916 | -0.003396 | -0.002999 | -0.002484 | -0.001972 | -0.001738 | -0.001501 | -0.001171 | -0.000986 | -0.000816 | -0.000559 | -0.000395 | -0.000264 | -0.000208 | -0.000141 | 0 | 1.8e-05 | 0.000141 | 0.000374 | 0.000606 | 0.000857 | 0.000905 | 0.000912 | 0.000983 | 0.000901
-0.01211 | -0.010276 | -0.00921 | -0.008511 | -0.007857 | -0.007437 | -0.006732 | -0.005691 | -0.004775 | -0.004104 | -0.003592 | -0.003145 | -0.002807 | -0.002247 | -0.001695 | -0.001626 | -0.001372 | -0.001005 | -0.000871 | -0.000627 | -0.000536 | -0.000415 | -0.00036 | -0.000198 | -0.000162 | 0 | -2.8e-05 | 0.000107 | 0.000346 | 0.000743 | 0.00087 | 0.00079 | 0.000799 | 0.000787 | 0.000802
-0.011523 | -0.00983 | -0.008599 | -0.007952 | -0.007491 | -0.007039 | -0.006092 | -0.005199 | -0.004413 | -0.003788 | -0.003351 | -0.002923 | -0.002542 | -0.002031 | -0.001386 | -0.001311 | -0.001172 | -0.000923 | -0.000667 | -0.000546 | -0.000394 | -0.00032 | -0.000252 | -8.2e-05 | -4.5e-05 | 0 | -2.1e-05 | 0.000149 | 0.000406 | 0.000792 | 0.001073 | 0.000739 | 0.000753 | 0.000785 | 0.000706
-0.011138 | -0.009312 | -0.0083 | -0.007714 | -0.007191 | -0.0067 | -0.005635 | -0.004836 | -0.004124 | -0.003528 | -0.003045 | -0.002667 | -0.0023 | -0.001682 | -0.001127 | -0.00126 | -0.001113 | -0.000849 | -0.00067 | -0.000521 | -0.000465 | -0.000215 | -0.000157 | -0.000115 | -0.000172 | 0 | -1.9e-05 | 0.000102 | 0.000323 | 0.000805 | 0.00093 | 0.000649 | 0.000594 | 0.00066 | 0.000584
-0.010482 | -0.00885 | -0.00783 | -0.007094 | -0.006529 | -0.006172 | -0.005374 | -0.004467 | -0.003684 | -0.003135 | -0.002711 | -0.002317 | -0.002093 | -0.001504 | -0.001125 | -0.001058 | -0.000924 | -0.000635 | -0.000494 | -0.000424 | -0.000321 | -0.000284 | -0.000296 | -0.000114 | -9.1e-05 | 0 | -7.3e-05 | 0.000128 | 0.000272 | 0.000579 | 0.000688 | 0.000585 | 0.000568 | 0.00045 | 0.000451
-0.009617 | -0.008152 | -0.006998 | -0.006534 | -0.006121 | -0.005728 | -0.004863 | -0.004009 | -0.003276 | -0.00269 | -0.002414 | -0.002112 | -0.001752 | -0.001421 | -0.000974 | -0.000881 | -0.000713 | -0.000526 | -0.000403 | -0.000317 | -0.000268 | -0.000172 | -8.9e-05 | -4.8e-05 | -6.8e-05 | 0 | 7.2e-05 | 0.000101 | 0.000246 | 0.000407 | 0.000671 | 0.000512 | 0.000367 | 0.000437 | 0.0003
-0.00935 | -0.007766 | -0.007002 | -0.006456 | -0.005869 | -0.00549 | -0.004881 | -0.003855 | -0.003026 | -0.00253 | -0.002116 | -0.001812 | -0.001607 | -0.001279 | -0.001107 | -0.000957 | -0.000721 | -0.00056 | -0.000392 | -0.000329 | -0.000302 | -0.000183 | -0.000162 | -0.000146 | -0.000142 | 0 | -0.00017 | 3.5e-05 | 0.000129 | 0.000143 | 0.000114 | 0.000362 | 0.000309 | 0.000215 | 7e-05
-0.008525 | -0.007329 | -0.006394 | -0.005786 | -0.005366 | -0.005059 | -0.004667 | -0.00355 | -0.002734 | -0.002306 | -0.00197 | -0.001638 | -0.001489 | -0.001338 | -0.001044 | -0.000736 | -0.000533 | -0.000347 | -0.000177 | -0.000251 | -0.000137 | -0.000175 | -0.000267 | -6.2e-05 | -8.5e-05 | 0 | -5.1e-05 | 5e-06 | 6.1e-05 | 7.7e-05 | 0.000183 | 0.000237 | 0.00019 | 0.000117 | 6.6e-05
-0.008181 | -0.006945 | -0.006043 | -0.005696 | -0.005343 | -0.004912 | -0.00443 | -0.003391 | -0.002547 | -0.002049 | -0.001818 | -0.00149 | -0.001222 | -0.001217 | -0.000985 | -0.000635 | -0.000471 | -0.000292 | -0.000301 | -0.000129 | -9.2e-05 | 2.1e-05 | 8.6e-05 | -2.8e-05 | -0.000125 | 0 | -3.4e-05 | 1.7e-05 | 7e-06 | -0.000104 | 7.2e-05 | 0.000264 | 0.000192 | 0.000238 | 2.5e-05
-0.008319 | -0.007006 | -0.00637 | -0.005782 | -0.005209 | -0.005024 | -0.004321 | -0.003313 | -0.002559 | -0.002077 | -0.001649 | -0.001383 | -0.001282 | -0.00085 | -0.00053 | -0.000548 | -0.000549 | -0.000285 | -0.000307 | -0.000228 | -0.000214 | -7.8e-05 | -0.000153 | 9e-06 | -9.2e-05 | 0 | -0.000137 | -7e-06 | 0.000137 | 0.000477 | 0.000503 | 0.00032 | 0.000224 | 0.000151 | -5.9e-05
-0.008278 | -0.007218 | -0.006313 | -0.00582 | -0.00541 | -0.005117 | -0.004584 | -0.003583 | -0.002837 | -0.002365 | -0.002018 | -0.001653 | -0.001524 | -0.001233 | -0.000993 | -0.000696 | -0.000452 | -0.000398 | -0.000234 | -0.000182 | -0.000181 | -0.000195 | -0.000208 | -0.000178 | -8e-06 | 0 | -0.000191 | -6.9e-05 | -2.5e-05 | -0.000167 | 7.7e-05 | 0.000195 | 0.000116 | 5.4e-05 | 9e-06
-0.00774 | -0.00649 | -0.005775 | -0.005419 | -0.005084 | -0.004737 | -0.004 | -0.003137 | -0.002428 | -0.001955 | -0.001747 | -0.001369 | -0.001083 | -0.00081 | -0.000498 | -0.000452 | -0.000348 | -0.000188 | -0.000171 | -0.000195 | -5.2e-05 | 2e-06 | -6.1e-05 | -2.7e-05 | -0.000179 | 0 | -9e-05 | -5e-05 | 1.8e-05 | 0.000199 | 0.000334 | 0.000265 | 0.00013 | 0.000164 | -5.4e-05
-0.00758 | -0.006408 | -0.005692 | -0.005201 | -0.004708 | -0.004527 | -0.003972 | -0.003004 | -0.002274 | -0.001858 | -0.001375 | -0.001107 | -0.000939 | -0.000676 | -0.000398 | -0.000321 | -0.000259 | -0.000135 | -0.000154 | -8.7e-05 | -5.9e-05 | 9.3e-05 | -0.000105 | 1.7e-05 | -7.8e-05 | 0 | -8.3e-05 | 6.3e-05 | 0.000112 | 0.000306 | 0.000293 | 0.000369 | 0.000252 | 0.000165 | 1.7e-05
-0.007302 | -0.005954 | -0.004767 | -0.004506 | -0.004316 | -0.003912 | -0.003313 | -0.002513 | -0.001985 | -0.001596 | -0.001406 | -0.001125 | -0.00083 | -0.000607 | -0.000327 | -0.000116 | -0.000124 | -6.1e-05 | 0.000143 | 0.000152 | 0.000131 | 2.3e-05 | -8.2e-05 | 0.000227 | -6.6e-05 | 0 | -5.9e-05 | -1.9e-05 | 0.000114 | 0.000255 | 0.000447 | 0.000427 | 0.000213 | 0.000247 | 8.1e-05