## Moorings
Mooring OOIBARCODE | Ref Des | Serial Number | Deployment Number | Anchor Launch Date | Anchor Launch Time | Recover Date | Latitude | Longitude | Water Depth | Cruise Number | Notes | decimal latitude | decimal longitude
| CE07SHSM | CE07SHSM-00004 | 4 | 2016-09-21 | 22:27 |  | 46.9859 | -124.5656 | 87 | AT37-03 |  | 46.9859 | -124.5656

## Asset_Cal_Info
Ref Des | Mooring OOIBARCODE | Mooring Serial Number | Deployment Number | Sensor OOIBARCODE | Sensor Serial Number | Calibration Cofficient Name | Calibration Cofficient Value | Notes
CE07SHSM-SBD11-02-HYDGN0000 |  | CE07SHSM-00004 | 4 |  | M2A541868 | No Calibration Coefficient.
CE07SHSM-SBD12-03-HYDGN0000 |  | CE07SHSM-00004 | 4 |  | M2A542564 | No Calibration Coefficient
CE07SHSM-SBD11-06-METBKA000 |  | CE07SHSM-00004 | 4 |  | LGR028 | CC_lat | 46.9859
CE07SHSM-SBD11-06-METBKA000 |  | CE07SHSM-00004 | 4 |  | LGR028 | CC_lon | -124.5656
CE07SHSM-SBD11-06-METBKA000 |  | CE07SHSM-00004 | 4 |  | LGR028 | CC_depth_of_conductivity_and_temperature_measurements_m | 1.168 | [m]
CE07SHSM-SBD11-06-METBKA000 |  | CE07SHSM-00004 | 4 |  | LGR028 | CC_height_of_air_humidity_measurement_m | 4.034 | [m]
CE07SHSM-SBD11-06-METBKA000 |  | CE07SHSM-00004 | 4 |  | LGR028 | CC_height_of_air_temperature_measurement_m | 4.034 | [m]
CE07SHSM-SBD11-06-METBKA000 |  | CE07SHSM-00004 | 4 |  | LGR028 | CC_height_of_windspeed_sensor_above_sealevel_m | 4.572 | [m]
CE07SHSM-SBD11-06-METBKA000 |  | CE07SHSM-00004 | 4 |  | LGR028 | CC_jcool | 1 | Constant.
CE07SHSM-SBD11-06-METBKA000 |  | CE07SHSM-00004 | 4 |  | LGR028 | CC_jwarm | 1 | Constant.
CE07SHSM-SBD11-06-METBKA000 |  | CE07SHSM-00004 | 4 |  | LGR028 | CC_zinvpbl | 600 | Constant.
CE07SHSM-SBD11-01-MOPAK0000 |  | CE07SHSM-00004 | 4 |  | 6223-4220-43252 | No Calibration Coefficient.
CE07SHSM-SBD12-04-PCO2AA000 |  | CE07SHSM-00004 | 4 |  | 34-199-50A | No Calibration Coefficient
CE07SHSM-SBD11-04-VELPTA000 |  | CE07SHSM-00004 | 4 |  | 11748 | CC_lat | 46.9859
CE07SHSM-SBD11-04-VELPTA000 |  | CE07SHSM-00004 | 4 |  | 11748 | CC_lon | -124.5656
CE07SHSM-SBD12-05-WAVSSA000 |  | CE07SHSM-00004 | 4 |  | TAS06281 | CC_lat | 46.9859
CE07SHSM-SBD12-05-WAVSSA000 |  | CE07SHSM-00004 | 4 |  | TAS06281 | CC_lon | -124.5656
CE07SHSM-RID26-01-ADCPTA000 |  | CE07SHSM-00004 | 4 |  | 22816 | CC_depth | 7000 | nominal Riser value [mm]; NOT NEEDED FOR ENDURANCE
CE07SHSM-RID26-01-ADCPTA000 |  | CE07SHSM-00004 | 4 |  | 22816 | CC_lat | 46.9859
CE07SHSM-RID26-01-ADCPTA000 |  | CE07SHSM-00004 | 4 |  | 22816 | CC_lon | -124.5656
CE07SHSM-RID26-01-ADCPTA000 |  | CE07SHSM-00004 | 4 |  | 22816 | CC_scale_factor1 | 0.45
CE07SHSM-RID26-01-ADCPTA000 |  | CE07SHSM-00004 | 4 |  | 22816 | CC_scale_factor2 | 0.45
CE07SHSM-RID26-01-ADCPTA000 |  | CE07SHSM-00004 | 4 |  | 22816 | CC_scale_factor3 | 0.45
CE07SHSM-RID26-01-ADCPTA000 |  | CE07SHSM-00004 | 4 |  | 22816 | CC_scale_factor4 | 0.45
CE07SHSM-RID27-03-CTDBPC000 |  | CE07SHSM-00004 | 4 |  | 16-50187 | CC_lat | 46.9859
CE07SHSM-RID27-03-CTDBPC000 |  | CE07SHSM-00004 | 4 |  | 16-50187 | CC_lon | -124.5656
CE07SHSM-RID27-03-CTDBPC000 |  | CE07SHSM-00004 | 4 |  | 16-50187 | CC_a0 | 0.0012831
CE07SHSM-RID27-03-CTDBPC000 |  | CE07SHSM-00004 | 4 |  | 16-50187 | CC_a1 | 0.00026991
CE07SHSM-RID27-03-CTDBPC000 |  | CE07SHSM-00004 | 4 |  | 16-50187 | CC_a2 | -8.805e-07
CE07SHSM-RID27-03-CTDBPC000 |  | CE07SHSM-00004 | 4 |  | 16-50187 | CC_a3 | 1.6691e-07
CE07SHSM-RID27-03-CTDBPC000 |  | CE07SHSM-00004 | 4 |  | 16-50187 | CC_ptempa0 | -55.9127
CE07SHSM-RID27-03-CTDBPC000 |  | CE07SHSM-00004 | 4 |  | 16-50187 | CC_ptempa1 | 55.4423
CE07SHSM-RID27-03-CTDBPC000 |  | CE07SHSM-00004 | 4 |  | 16-50187 | CC_ptempa2 | -0.694
CE07SHSM-RID27-03-CTDBPC000 |  | CE07SHSM-00004 | 4 |  | 16-50187 | CC_ptca0 | 523880.301
CE07SHSM-RID27-03-CTDBPC000 |  | CE07SHSM-00004 | 4 |  | 16-50187 | CC_ptca1 | 22.4293
CE07SHSM-RID27-03-CTDBPC000 |  | CE07SHSM-00004 | 4 |  | 16-50187 | CC_ptca2 | -0.39651
CE07SHSM-RID27-03-CTDBPC000 |  | CE07SHSM-00004 | 4 |  | 16-50187 | CC_ptcb0 | 24.965
CE07SHSM-RID27-03-CTDBPC000 |  | CE07SHSM-00004 | 4 |  | 16-50187 | CC_ptcb1 | -0.001
CE07SHSM-RID27-03-CTDBPC000 |  | CE07SHSM-00004 | 4 |  | 16-50187 | CC_ptcb2 | 0
CE07SHSM-RID27-03-CTDBPC000 |  | CE07SHSM-00004 | 4 |  | 16-50187 | CC_pa0 | 0.15092
CE07SHSM-RID27-03-CTDBPC000 |  | CE07SHSM-00004 | 4 |  | 16-50187 | CC_pa1 | 0.00048965
CE07SHSM-RID27-03-CTDBPC000 |  | CE07SHSM-00004 | 4 |  | 16-50187 | CC_pa2 | -1.5868e-12
CE07SHSM-RID27-03-CTDBPC000 |  | CE07SHSM-00004 | 4 |  | 16-50187 | CC_g | -1.0053
CE07SHSM-RID27-03-CTDBPC000 |  | CE07SHSM-00004 | 4 |  | 16-50187 | CC_h | 0.13784
CE07SHSM-RID27-03-CTDBPC000 |  | CE07SHSM-00004 | 4 |  | 16-50187 | CC_i | -0.00015789
CE07SHSM-RID27-03-CTDBPC000 |  | CE07SHSM-00004 | 4 |  | 16-50187 | CC_j | 3.0189e-05
CE07SHSM-RID27-03-CTDBPC000 |  | CE07SHSM-00004 | 4 |  | 16-50187 | CC_cpcor | -9.57e-08
CE07SHSM-RID27-03-CTDBPC000 |  | CE07SHSM-00004 | 4 |  | 16-50187 | CC_ctcor | 3.25e-06
CE07SHSM-RID27-04-DOSTAD000 |  | CE07SHSM-00004 | 4 |  | 477 | CC_lat | 46.9859
CE07SHSM-RID27-04-DOSTAD000 |  | CE07SHSM-00004 | 4 |  | 477 | CC_lon | -124.5656
CE07SHSM-RID27-04-DOSTAD000 |  | CE07SHSM-00004 | 4 |  | 477 | CC_csv | [2.625626E-03, 1.114499E-04, 2.299848E-06, 2.288836E+02, -3.463246E-01, -5.877794E+01, 4.544132E+00]
CE07SHSM-RID27-04-DOSTAD000 |  | CE07SHSM-00004 | 4 |  | 477 | CC_conc_coef | [0.1, 1.0] | [offset, slope]
CE07SHSM-RID27-02-FLORTD000 |  | CE07SHSM-00004 | 4 |  | 996 | CC_dark_counts_volume_scatter | 48
CE07SHSM-RID27-02-FLORTD000 |  | CE07SHSM-00004 | 4 |  | 996 | CC_scale_factor_volume_scatter | 1.772e-06
CE07SHSM-RID27-02-FLORTD000 |  | CE07SHSM-00004 | 4 |  | 996 | CC_dark_counts_chlorophyll_a | 50
CE07SHSM-RID27-02-FLORTD000 |  | CE07SHSM-00004 | 4 |  | 996 | CC_scale_factor_chlorophyll_a | 0.0109
CE07SHSM-RID27-02-FLORTD000 |  | CE07SHSM-00004 | 4 |  | 996 | CC_dark_counts_cdom | 44
CE07SHSM-RID27-02-FLORTD000 |  | CE07SHSM-00004 | 4 |  | 996 | CC_scale_factor_cdom | 0.0712
CE07SHSM-RID27-02-FLORTD000 |  | CE07SHSM-00004 | 4 |  | 996 | CC_scattering_angle | 124 | Constant; not 117
CE07SHSM-RID27-02-FLORTD000 |  | CE07SHSM-00004 | 4 |  | 996 | CC_measurement_wavelength | 700 | Constant
CE07SHSM-RID27-02-FLORTD000 |  | CE07SHSM-00004 | 4 |  | 996 | CC_angular_resolution | 1.076 | Constant
CE07SHSM-RID27-02-FLORTD000 |  | CE07SHSM-00004 | 4 |  | 996 | CC_depolarization_ratio | 0.039 | Constant
CE07SHSM-RID26-07-NUTNRB000 |  | CE07SHSM-00004 | 4 |  | 244 | CC_lower_wavelength_limit_for_spectra_fit | 217 | Constant
CE07SHSM-RID26-07-NUTNRB000 |  | CE07SHSM-00004 | 4 |  | 244 | CC_upper_wavelength_limit_for_spectra_fit | 240 | Constant
CE07SHSM-RID26-07-NUTNRB000 |  | CE07SHSM-00004 | 4 |  | 244 | CC_cal_temp | 19.99
CE07SHSM-RID26-07-NUTNRB000 |  | CE07SHSM-00004 | 4 |  | 244 | CC_wl | [189.94, 190.73, 191.52, 192.31, 193.10, 193.89, 194.68, 195.47, 196.26, 197.05, 197.84, 198.63, 199.43, 200.22, 201.01, 201.80, 202.60, 203.39, 204.19, 204.98, 205.77, 206.57, 207.36, 208.16, 208.95, 209.75, 210.55, 211.34, 212.14, 212.94, 213.73, 214.53, 215.33, 216.13, 216.92, 217.72, 218.52, 219.32, 220.12, 220.92, 221.72, 222.52, 223.32, 224.12, 224.92, 225.72, 226.52, 227.32, 228.12, 228.92, 229.72, 230.53, 231.33, 232.13, 232.93, 233.73, 234.54, 235.34, 236.14, 236.95, 237.75, 238.55, 239.36, 240.16, 240.97, 241.77, 242.58, 243.38, 244.19, 244.99, 245.80, 246.60, 247.41, 248.21, 249.02, 249.83, 250.63, 251.44, 252.25, 253.05, 253.86, 254.67, 255.48, 256.28, 257.09, 257.90, 258.71, 259.51, 260.32, 261.13, 261.94, 262.75, 263.56, 264.37, 265.17, 265.98, 266.79, 267.60, 268.41, 269.22, 270.03, 270.84, 271.65, 272.46, 273.27, 274.08, 274.89, 275.70, 276.51, 277.33, 278.14, 278.95, 279.76, 280.57, 281.38, 282.19, 283.00, 283.81, 284.63, 285.44, 286.25, 287.06, 287.87, 288.69, 289.50, 290.31, 291.12, 291.93, 292.75, 293.56, 294.37, 295.18, 296.00, 296.81, 297.62, 298.43, 299.25, 300.06, 300.87, 301.69, 302.50, 303.31, 304.12, 304.94, 305.75, 306.56, 307.38, 308.19, 309.00, 309.82, 310.63, 311.44, 312.26, 313.07, 313.88, 314.70, 315.51, 316.32, 317.14, 317.95, 318.76, 319.58, 320.39, 321.21, 322.02, 322.83, 323.65, 324.46, 325.27, 326.09, 326.90, 327.71, 328.53, 329.34, 330.15, 330.97, 331.78, 332.59, 333.41, 334.22, 335.03, 335.85, 336.66, 337.47, 338.28, 339.10, 339.91, 340.72, 341.54, 342.35, 343.16, 343.98, 344.79, 345.60, 346.41, 347.23, 348.04, 348.85, 349.66, 350.47, 351.29, 352.10, 352.91, 353.72, 354.53, 355.35, 356.16, 356.97, 357.78, 358.59, 359.40, 360.22, 361.03, 361.84, 362.65, 363.46, 364.27, 365.08, 365.89, 366.70, 367.51, 368.32, 369.13, 369.94, 370.75, 371.56, 372.37, 373.18, 373.99, 374.80, 375.61, 376.42, 377.23, 378.04, 378.85, 379.66, 380.46, 381.27, 382.08, 382.89, 383.70, 384.50, 385.31, 386.12, 386.93, 387.73, 388.54, 389.35, 390.15, 390.96, 391.77, 392.57, 393.38, 394.19, 394.99, 395.80]
CE07SHSM-RID26-07-NUTNRB000 |  | CE07SHSM-00004 | 4 |  | 244 | CC_eno3 | [-0.00032108, -0.00586376, -0.00031402, -0.00031049, -0.00030696, -0.00030342, -0.00029989, 0.01475514, -0.00029283, -0.00028930, 0.01382101, -0.00028224, -0.00027867, 0.00811966, -0.00293299, 0.00073485, 0.00201251, -0.00488713, -0.00298601, -0.00010615, 0.00051638, 0.00287671, 0.00412753, 0.00507359, 0.00563138, 0.00681005, 0.00688270, 0.00671254, 0.00648919, 0.00628619, 0.00592876, 0.00561011, 0.00527595, 0.00491264, 0.00460081, 0.00422982, 0.00387233, 0.00355149, 0.00322604, 0.00291837, 0.00262937, 0.00235090, 0.00209418, 0.00187143, 0.00165399, 0.00145300, 0.00127143, 0.00111025, 0.00096237, 0.00082793, 0.00070646, 0.00060292, 0.00050561, 0.00041818, 0.00034201, 0.00028104, 0.00023058, 0.00017806, 0.00013194, 0.00011204, 0.00009695, 0.00006671, 0.00004892, 0.00003439, 0.00002831, 0.00001429, 0.00000666, -0.00000698, -0.00000359, -0.00001792, -0.00001764, -0.00001395, -0.00001330, -0.00001359, -0.00001425, -0.00000942, -0.00001105, -0.00000837, -0.00000440, 0.00000175, -0.00000368, -0.00000396, 0.00000045, 0.00000647, 0.00000524, 0.00001473, 0.00001903, 0.00001077, 0.00002763, 0.00002247, 0.00003895, 0.00003955, 0.00003968, 0.00003314, 0.00004101, 0.00003739, 0.00002559, 0.00003643, 0.00003351, 0.00006507, 0.00004904, 0.00007528, 0.00006948, 0.00008518, 0.00007837, 0.00008229, 0.00008228, 0.00008193, 0.00009578, 0.00009005, 0.00010142, 0.00009914, 0.00010943, 0.00010854, 0.00012174, 0.00011941, 0.00012607, 0.00012874, 0.00014029, 0.00014338, 0.00015166, 0.00015085, 0.00013830, 0.00015115, 0.00014650, 0.00015263, 0.00016009, 0.00016005, 0.00016306, 0.00016658, 0.00018086, 0.00019412, 0.00017881, 0.00020125, 0.00020820, 0.00020571, 0.00021620, 0.00020977, 0.00022955, 0.00022300, 0.00021703, 0.00022415, 0.00022462, 0.00023447, 0.00022849, 0.00022683, 0.00023500, 0.00025472, 0.00025498, 0.00025332, 0.00024453, 0.00025291, 0.00026248, 0.00027183, 0.00026616, 0.00027362, 0.00028343, 0.00028537, 0.00029037, 0.00027962, 0.00028597, 0.00029185, 0.00028388, 0.00029631, 0.00029780, 0.00030530, 0.00030285, 0.00031063, 0.00030367, 0.00031042, 0.00031405, 0.00033750, 0.00033132, 0.00034195, 0.00036970, 0.00035145, 0.00035099, 0.00036713, 0.00037718, 0.00035568, 0.00036344, 0.00035864, 0.00035619, 0.00037886, 0.00036742, 0.00036743, 0.00037065, 0.00037878, 0.00037950, 0.00037994, 0.00040072, 0.00038144, 0.00039867, 0.00040606, 0.00039973, 0.00042598, 0.00043722, 0.00043050, 0.00039097, 0.00040661, 0.00042275, 0.00042317, 0.00041803, 0.00043643, 0.00045890, 0.00043120, 0.00045195, 0.00046911, 0.00051708, 0.00050966, 0.00050979, 0.00047673, 0.00050760, 0.00050744, 0.00047794, 0.00046210, 0.00045215, 0.00047507, 0.00051692, 0.00048021, 0.00048375, 0.00052690, 0.00051549, 0.00053622, 0.00050395, 0.00051522, 0.00053979, 0.00051873, 0.00051665, 0.00052791, 0.00056988, 0.00052758, 0.00052934, 0.00056388, 0.00051345, 0.00053644, 0.00056398, 0.00056224, 0.00056647, 0.00060246, 0.00056209, 0.00062146, 0.00058587, 0.00062493, 0.00061804, 0.00058916, 0.00058594, 0.00060743, 0.00061967, 0.00059808, 0.00060719, 0.00058441, 0.00062111, 0.00062698, 0.00063751, 0.00064113]
CE07SHSM-RID26-07-NUTNRB000 |  | CE07SHSM-00004 | 4 |  | 244 | CC_eswa | [0.00023897, 0.01408846, 0.00024020, 0.02052904, 0.00024143, 0.00024204, 0.01179322, 0.02758589, 0.00024389, 0.00024450, 0.01651898, 0.00024573, 0.03989292, 0.04934593, 0.05711819, 0.05879082, 0.06525531, 0.07271374, 0.07339302, 0.06921215, 0.06914536, 0.06856536, 0.06328634, 0.05729459, 0.05078481, 0.04345643, 0.03687538, 0.03089329, 0.02556305, 0.02094987, 0.01705279, 0.01371241, 0.01097099, 0.00870380, 0.00685524, 0.00539388, 0.00423318, 0.00330508, 0.00258099, 0.00202462, 0.00159136, 0.00126045, 0.00099576, 0.00079087, 0.00064027, 0.00052212, 0.00042651, 0.00035321, 0.00029953, 0.00025592, 0.00021362, 0.00017682, 0.00015788, 0.00013372, 0.00011815, 0.00009780, 0.00007886, 0.00007280, 0.00006936, 0.00005287, 0.00004171, 0.00003414, 0.00003715, 0.00001734, 0.00001275, 0.00000564, 0.00000624, 0.00000319, -0.00000943, -0.00000190, -0.00000562, -0.00000201, -0.00000459, -0.00000712, -0.00001355, -0.00000819, -0.00000595, -0.00000472, -0.00001025, -0.00000264, -0.00000178, -0.00000361, -0.00000337, -0.00000384, 0.00000951, 0.00000492, 0.00001013, 0.00001884, 0.00000826, 0.00001047, 0.00001011, 0.00000957, 0.00002644, 0.00002318, 0.00001215, 0.00002258, 0.00001458, 0.00001675, 0.00001734, 0.00000154, 0.00001504, 0.00000619, 0.00001075, -0.00000771, 0.00000612, -0.00000355, 0.00000362, -0.00001076, -0.00001813, -0.00000531, -0.00000999, -0.00001685, -0.00001513, -0.00001810, -0.00002709, -0.00002121, -0.00003282, -0.00002454, -0.00002335, -0.00003126, -0.00003394, -0.00003158, -0.00002256, -0.00002477, -0.00003436, -0.00004279, -0.00004412, -0.00005044, -0.00004993, -0.00006262, -0.00006387, -0.00005132, -0.00004566, -0.00006071, -0.00005803, -0.00005128, -0.00005291, -0.00006446, -0.00007370, -0.00006832, -0.00004969, -0.00006133, -0.00006069, -0.00007147, -0.00004047, -0.00004516, -0.00006260, -0.00006747, -0.00004517, -0.00005644, -0.00006032, -0.00005722, -0.00005433, -0.00005751, -0.00005048, -0.00005002, -0.00005616, -0.00004823, -0.00005761, -0.00006112, -0.00005665, -0.00005250, -0.00003555, -0.00004808, -0.00004322, -0.00004494, -0.00002018, -0.00002126, -0.00002508, -0.00002506, -0.00002668, -0.00002733, -0.00003352, -0.00003436, -0.00004650, -0.00002928, -0.00005497, -0.00004726, -0.00004867, -0.00001032, -0.00001751, -0.00002121, -0.00000178, -0.00001770, 0.00000869, -0.00001092, -0.00000520, -0.00000156, -0.00001052, -0.00000719, -0.00003998, -0.00000988, 0.00002794, 0.00003002, 0.00001229, -0.00003809, -0.00000916, 0.00001968, 0.00003073, 0.00000282, 0.00000742, 0.00005319, 0.00001024, 0.00000007, 0.00002076, 0.00003491, 0.00002384, -0.00000730, -0.00004264, -0.00002863, 0.00002993, -0.00002873, -0.00000482, 0.00003679, 0.00005107, 0.00006327, 0.00001694, 0.00003471, 0.00000414, 0.00001622, -0.00000535, -0.00000781, 0.00002140, 0.00003035, 0.00003433, 0.00003844, 0.00005712, 0.00010642, 0.00006590, 0.00005972, 0.00005324, 0.00009817, 0.00007916, 0.00005664, 0.00008173, 0.00002960, 0.00006840, 0.00005007, 0.00004827, 0.00005411, 0.00010773, 0.00005508, 0.00003206, 0.00004431, 0.00004680, 0.00006595, 0.00004876, 0.00003334, 0.00004585, 0.00007966, 0.00005821, 0.00005739, 0.00004063, 0.00005530, -0.00000379, -0.00000316]
CE07SHSM-RID26-07-NUTNRB000 |  | CE07SHSM-00004 | 4 |  | 244 | CC_di | [17.70297749, 17.29557008, 17.99927378, 20.22149601, 21.85112564, 23.07334786, 23.14742193, 25.55482934, 27.92519971, 32.74001452, 68.22149601, 213.70297749, 637.77705156, 1625.44371823, 3465.40668119, 6257.25853304, 9735.92519971, 13430.03631082, 16984.96223675, 20224.88816267, 23088.77705156, 25537.88816267, 27467.36964415, 28807.85112564, 29497.29557008, 29503.59186638, 28965.55482934, 27992.11038489, 26791.33260712, 25575.55482934, 24492.99927378, 23614.03631082, 23018.40668119, 22707.18445897, 22693.03631082, 22991.85112564, 23577.44371823, 24448.48075527, 25630.40668119, 27068.96223675, 28717.33260712, 30561.81408860, 32473.36964415, 34382.03631082, 36164.33260712, 37649.29557008, 38755.66594045, 39403.25853304, 39483.70297749, 39058.22149601, 38228.55482934, 37046.44371823, 35700.11038489, 34306.62890341, 32953.33260712, 31750.11038489, 30676.70297749, 29790.51779230, 29088.33260712, 28568.07334786, 28204.22149601, 28037.99927378, 28042.07334786, 28209.40668119, 28559.92519971, 29092.36964415, 29781.40668119, 30663.07334786, 31671.48075527, 32791.59186638, 33979.33260712, 35188.07334786, 36341.85112564, 37382.70297749, 38183.07334786, 38703.70297749, 38874.48075527, 38636.81408860, 37988.92519971, 36999.96223675, 35639.44371823, 34067.44371823, 32327.62890341, 30528.03631082, 28740.59186638, 27034.14742193, 25442.92519971, 23996.55482934, 22707.33260712, 21560.81408860, 20585.48075527, 19756.85112564, 19047.99927378, 18490.40668119, 18055.14742193, 17730.81408860, 17528.92519971, 17430.85112564, 17428.14742193, 17533.70297749, 17722.81408860, 18011.55482934, 18389.99927378, 18856.18445897, 19393.36964415, 20001.29557008, 20656.88816267, 21339.62890341, 22042.03631082, 22706.51779230, 23326.81408860, 23872.18445897, 24283.33260712, 24560.66594045, 24683.07334786, 24642.62890341, 24437.85112564, 24090.14742193, 23596.36964415, 23024.33260712, 22380.92519971, 21687.33260712, 21004.51779230, 20327.44371823, 19672.96223675, 19074.59186638, 18528.33260712, 18029.96223675, 17597.88816267, 17203.59186638, 16866.14742193, 16578.22149601, 16327.18445897, 16115.74001452, 15951.36964415, 15813.85112564, 15710.70297749, 15648.55482934, 15611.48075527, 15602.74001452, 15638.33260712, 15694.59186638, 15792.77705156, 15914.70297749, 16050.92519971, 16219.70297749, 16415.96223675, 16624.81408860, 16856.70297749, 17104.70297749, 17354.14742193, 17624.74001452, 17895.66594045, 18155.88816267, 18420.96223675, 18672.14742193, 18898.70297749, 19116.07334786, 19300.44371823, 19442.85112564, 19556.11038489, 19619.96223675, 19617.62890341, 19561.92519971, 19414.03631082, 19190.77705156, 18907.44371823, 18550.88816267, 18139.18445897, 17682.62890341, 17169.36964415, 16632.29557008, 16087.66594045, 15533.29557008, 14986.33260712, 14450.33260712, 13898.96223675, 13367.11038489, 12858.92519971, 12361.40668119, 11885.55482934, 11419.33260712, 10970.59186638, 10556.14742193, 10152.11038489, 9764.96223675, 9417.55482934, 9089.03631082, 8771.40668119, 8474.18445897, 8198.92519971, 7942.77705156, 7710.62890341, 7499.11038489, 7302.81408860, 7128.51779230, 6956.14742193, 6793.11038489, 6653.74001452, 6527.18445897, 6411.25853304, 6311.40668119, 6216.74001452, 6134.03631082, 6060.18445897, 5998.81408860, 5939.51779230, 5895.36964415, 5854.62890341, 5822.70297749, 5804.25853304, 5781.59186638, 5773.22149601, 5770.11038489, 5773.44371823, 5786.48075527, 5802.70297749, 5827.85112564, 5866.81408860, 5913.07334786, 5946.92519971, 5970.29557008, 5963.07334786, 5947.62890341, 5933.33260712, 5916.66594045, 5908.25853304, 5903.44371823, 5893.14742193, 5883.96223675, 5877.03631082, 5857.88816267, 5837.07334786, 5827.96223675, 5812.92519971, 5776.14742193, 5682.22149601, 5558.22149601, 5434.77705156, 5318.48075527, 5204.88816267, 5084.11038489, 4972.18445897, 4865.92519971, 4771.07334786, 4685.03631082, 4597.48075527, 4493.77705156, 4390.92519971, 4311.25853304, 4268.33260712, 4215.29557008, 4076.03631082, 3816.36964415, 3455.59186638, 3455.59186638]
CE07SHSM-RID27-01-OPTAAD000 |  | CE07SHSM-00004 | 4 |  | 208 | CC_cwlngth | [400.5, 404.4, 408.2, 411.7, 415.3, 419.8, 424.6, 429.0, 432.9, 437.0, 441.0, 445.6, 450.6, 455.2, 459.6, 463.8, 468.9, 473.6, 478.9, 483.8, 488.5, 493.2, 497.5, 502.6, 507.6, 512.8, 517.8, 523.0, 527.9, 532.7, 537.2, 542.0, 547.1, 552.1, 557.4, 562.2, 566.9, 571.7, 576.4, 580.5, 584.9, 589.1, 593.7, 598.6, 603.5, 608.1, 613.2, 617.9, 622.7, 627.4, 631.7, 636.0, 640.3, 644.8, 649.4, 653.9, 658.1, 662.4, 666.9, 671.1, 675.5, 679.3, 683.2, 687.1, 690.8, 694.2, 697.4, 701.2, 704.2, 707.6, 711.0, 714.0, 717.2, 720.5, 723.2, 726.2, 729.1]
CE07SHSM-RID27-01-OPTAAD000 |  | CE07SHSM-00004 | 4 |  | 208 | CC_ccwo | [1.262746, 1.353876, 1.447495, 1.525515, 1.593525, 1.653503, 1.717283, 1.767852, 1.820942, 1.870896, 1.915170, 1.960579, 2.000422, 2.037217, 2.071821, 2.106686, 2.140359, 2.171648, 2.201027, 2.229698, 2.253725, 2.279281, 2.301465, 2.320507, 2.339819, 2.355108, 2.369172, 2.382937, 2.395874, 2.407911, 2.418014, 2.428711, 2.439799, 2.449458, 2.458324, 2.465041, 2.470315, 2.471855, 2.467868, 2.461849, 2.446915, 2.428007, 2.402723, 2.377082, 2.356048, 2.343193, 2.336493, 2.332457, 2.328029, 2.323477, 2.318857, 2.313294, 2.306249, 2.295925, 2.281512, 2.265813, 2.251608, 2.237811, 2.227613, 2.217509, 2.206448, 2.191419, 2.171385, 2.145243, 2.111332, 2.069298, 2.018101, 1.956429, 1.882438, 1.794265, 1.690632, 1.572300, 1.434933, 1.280273, 1.110688, 0.930767, 0.751041]
CE07SHSM-RID27-01-OPTAAD000 |  | CE07SHSM-00004 | 4 |  | 208 | CC_tcal | 18.4
CE07SHSM-RID27-01-OPTAAD000 |  | CE07SHSM-00004 | 4 |  | 208 | CC_tbins | [4.300879, 5.448706, 6.449802, 7.459718, 8.493818, 9.501136, 10.488974, 11.487143, 12.491250, 13.494000, 14.480000, 15.473333, 16.493077, 17.506000, 18.492083, 19.492800, 20.498261, 21.489565, 22.498696, 23.504091, 24.503333, 25.493810, 26.498571, 27.491429, 28.493478, 29.501667, 30.487600, 31.473333, 32.478333, 33.495200, 34.506154]
CE07SHSM-RID27-01-OPTAAD000 |  | CE07SHSM-00004 | 4 |  | 208 | CC_awlngth | [399.4, 403.5, 407.3, 411.0, 414.4, 418.5, 423.1, 427.4, 431.8, 435.6, 439.8, 444.4, 449.2, 454.4, 458.5, 463.3, 468.0, 472.7, 477.8, 482.7, 487.3, 492.0, 496.5, 501.4, 506.4, 511.6, 516.8, 522.2, 527.0, 531.7, 536.5, 541.3, 546.1, 551.2, 556.3, 561.5, 566.4, 571.2, 575.1, 579.7, 582.9, 587.3, 592.0, 596.9, 601.8, 606.5, 611.2, 616.2, 620.7, 625.2, 629.9, 634.4, 638.5, 643.0, 647.6, 652.2, 656.3, 660.9, 665.2, 669.6, 673.9, 678.1, 681.9, 685.5, 689.2, 693.1, 696.3, 699.7, 703.1, 706.8, 709.7, 712.6, 716.0, 719.3, 722.2, 724.9, 728.1]
CE07SHSM-RID27-01-OPTAAD000 |  | CE07SHSM-00004 | 4 |  | 208 | CC_acwo | [-1.871325, -1.577584, -1.359523, -1.215733, -1.128987, -1.074971, -1.038021, -1.006893, -0.983445, -0.957094, -0.929759, -0.901768, -0.872441, -0.841846, -0.809489, -0.775916, -0.743205, -0.708926, -0.674611, -0.640094, -0.605403, -0.570162, -0.536230, -0.503582, -0.471349, -0.439261, -0.406696, -0.372541, -0.338173, -0.304517, -0.270998, -0.238605, -0.207347, -0.176450, -0.146411, -0.117094, -0.090014, -0.066012, -0.045683, -0.029932, -0.031415, -0.025295, -0.025057, -0.027298, -0.026438, -0.017803, -0.002034, 0.017154, 0.037354, 0.057565, 0.077045, 0.095739, 0.113116, 0.127908, 0.139443, 0.147822, 0.154533, 0.162634, 0.172849, 0.184004, 0.193782, 0.200646, 0.202648, 0.198569, 0.187036, 0.166889, 0.136743, 0.095616, 0.042335, -0.025469, -0.108822, -0.209015, -0.326963, -0.464009, -0.617629, -0.782611, -0.951653]
CE07SHSM-RID27-01-OPTAAD000 |  | CE07SHSM-00004 | 4 |  | 208 | CC_taarray | SheetRef:ACS208_CC_taarray
CE07SHSM-RID27-01-OPTAAD000 |  | CE07SHSM-00004 | 4 |  | 208 | CC_tcarray | SheetRef:ACS208_CC_tcarray
CE07SHSM-RID26-06-PHSEND000 |  | CE07SHSM-00004 | 4 |  | P0160 | CC_ea434 | 17372
CE07SHSM-RID26-06-PHSEND000 |  | CE07SHSM-00004 | 4 |  | P0160 | CC_ea578 | 94.1
CE07SHSM-RID26-06-PHSEND000 |  | CE07SHSM-00004 | 4 |  | P0160 | CC_eb434 | 2284.1
CE07SHSM-RID26-06-PHSEND000 |  | CE07SHSM-00004 | 4 |  | P0160 | CC_eb578 | 38676.5
CE07SHSM-RID26-06-PHSEND000 |  | CE07SHSM-00004 | 4 |  | P0160 | CC_ind_off | 0
CE07SHSM-RID26-06-PHSEND000 |  | CE07SHSM-00004 | 4 |  | P0160 | CC_ind_slp | 1
CE07SHSM-RID26-06-PHSEND000 |  | CE07SHSM-00004 | 4 |  | P0160 | CC_psal | 35 | DELETE: use salinity from co-located CTDBP
CE07SHSM-RID26-08-SPKIRB000 |  | CE07SHSM-00004 | 4 |  | 254 | CC_immersion_factor | [1.368, 1.410, 1.365, 1.354, 1.372, 1.322, 1.347]
CE07SHSM-RID26-08-SPKIRB000 |  | CE07SHSM-00004 | 4 |  | 254 | CC_offset | [2147493706.7, 2147005164.3, 2147993731.6, 2146865137.0, 2146803068.8, 2147951862.0, 2147344939.6]
CE07SHSM-RID26-08-SPKIRB000 |  | CE07SHSM-00004 | 4 |  | 254 | CC_scale | [2.12322953172e-007, 2.02513372463e-007, 2.08203470441e-007, 2.14424814066e-007, 2.28653017844e-007, 2.17662931735e-007, 2.17247755815e-007]
CE07SHSM-RID26-04-VELPTA000 |  | CE07SHSM-00004 | 4 |  | 11774 | CC_lat | 46.9859
CE07SHSM-RID26-04-VELPTA000 |  | CE07SHSM-00004 | 4 |  | 11774 | CC_lon | -124.5656
CE07SHSM-MFD35-04-ADCPTC000 |  | CE07SHSM-00004 | 4 |  | 22809 | CC_depth | 87000 | nominal depth [mm] NOT NEEDED FOR ENDURANCE
CE07SHSM-MFD35-04-ADCPTC000 |  | CE07SHSM-00004 | 4 |  | 22809 | CC_lat | 46.9859
CE07SHSM-MFD35-04-ADCPTC000 |  | CE07SHSM-00004 | 4 |  | 22809 | CC_lon | -124.5656
CE07SHSM-MFD35-04-ADCPTC000 |  | CE07SHSM-00004 | 4 |  | 22908 | CC_scale_factor1 | 0.45
CE07SHSM-MFD35-04-ADCPTC000 |  | CE07SHSM-00004 | 4 |  | 22809 | CC_scale_factor2 | 0.45
CE07SHSM-MFD35-04-ADCPTC000 |  | CE07SHSM-00004 | 4 |  | 22809 | CC_scale_factor3 | 0.45
CE07SHSM-MFD35-04-ADCPTC000 |  | CE07SHSM-00004 | 4 |  | 22809 | CC_scale_factor4 | 0.45
CE07SHSM-MFD37-06-CAMDSA000 |  | CE07SHSM-00004 | 4 |  | 0484-6100-0113 | No Calibration Coefficient
CE07SHSM-MFD37-03-CTDBPC000 |  | CE07SHSM-00004 | 4 |  | 16-07242 | CC_lat | 46.9859
CE07SHSM-MFD37-03-CTDBPC000 |  | CE07SHSM-00004 | 4 |  | 16-07242 | CC_lon | -124.5656
CE07SHSM-MFD37-03-CTDBPC000 |  | CE07SHSM-00004 | 4 |  | 16-07242 | CC_a0 | 0.0012409
CE07SHSM-MFD37-03-CTDBPC000 |  | CE07SHSM-00004 | 4 |  | 16-07242 | CC_a1 | 0.00027854
CE07SHSM-MFD37-03-CTDBPC000 |  | CE07SHSM-00004 | 4 |  | 16-07242 | CC_a2 | -1.524e-06
CE07SHSM-MFD37-03-CTDBPC000 |  | CE07SHSM-00004 | 4 |  | 16-07242 | CC_a3 | 1.9714e-07
CE07SHSM-MFD37-03-CTDBPC000 |  | CE07SHSM-00004 | 4 |  | 16-07242 | CC_ptempa0 | -62.9706
CE07SHSM-MFD37-03-CTDBPC000 |  | CE07SHSM-00004 | 4 |  | 16-07242 | CC_ptempa1 | 53.5323
CE07SHSM-MFD37-03-CTDBPC000 |  | CE07SHSM-00004 | 4 |  | 16-07242 | CC_ptempa2 | -0.5124
CE07SHSM-MFD37-03-CTDBPC000 |  | CE07SHSM-00004 | 4 |  | 16-07242 | CC_ptca0 | 524082.679
CE07SHSM-MFD37-03-CTDBPC000 |  | CE07SHSM-00004 | 4 |  | 16-07242 | CC_ptca1 | -20.7141
CE07SHSM-MFD37-03-CTDBPC000 |  | CE07SHSM-00004 | 4 |  | 16-07242 | CC_ptca2 | 0.31204
CE07SHSM-MFD37-03-CTDBPC000 |  | CE07SHSM-00004 | 4 |  | 16-07242 | CC_ptcb0 | 24.8337
CE07SHSM-MFD37-03-CTDBPC000 |  | CE07SHSM-00004 | 4 |  | 16-07242 | CC_ptcb1 | -0.00025
CE07SHSM-MFD37-03-CTDBPC000 |  | CE07SHSM-00004 | 4 |  | 16-07242 | CC_ptcb2 | 0
CE07SHSM-MFD37-03-CTDBPC000 |  | CE07SHSM-00004 | 4 |  | 16-07242 | CC_pa0 | -0.15184
CE07SHSM-MFD37-03-CTDBPC000 |  | CE07SHSM-00004 | 4 |  | 16-07242 | CC_pa1 | 0.00049092
CE07SHSM-MFD37-03-CTDBPC000 |  | CE07SHSM-00004 | 4 |  | 16-07242 | CC_pa2 | -5.8981e-12
CE07SHSM-MFD37-03-CTDBPC000 |  | CE07SHSM-00004 | 4 |  | 16-07242 | CC_g | -0.97404
CE07SHSM-MFD37-03-CTDBPC000 |  | CE07SHSM-00004 | 4 |  | 16-07242 | CC_h | 0.15224
CE07SHSM-MFD37-03-CTDBPC000 |  | CE07SHSM-00004 | 4 |  | 16-07242 | CC_i | -0.00038275
CE07SHSM-MFD37-03-CTDBPC000 |  | CE07SHSM-00004 | 4 |  | 16-07242 | CC_j | 5.088e-05
CE07SHSM-MFD37-03-CTDBPC000 |  | CE07SHSM-00004 | 4 |  | 16-07242 | CC_cpcor | -9.57e-08
CE07SHSM-MFD37-03-CTDBPC000 |  | CE07SHSM-00004 | 4 |  | 16-07242 | CC_ctcor | 3.25e-06
CE07SHSM-MFD37-03-DOSTAD000 |  | CE07SHSM-00004 | 4 |  | 291 | CC_lat | 46.9859
CE07SHSM-MFD37-03-DOSTAD000 |  | CE07SHSM-00004 | 4 |  | 291 | CC_lon | -124.5656
CE07SHSM-MFD37-03-DOSTAD000 |  | CE07SHSM-00004 | 4 |  | 291 | CC_csv | [2.754729E-03, 1.176551E-04, 2.306615E-06, 2.286338E+02, -3.659853E-01, -5.957328E+01, 4.546048E+00]
CE07SHSM-MFD37-03-DOSTAD000 |  | CE07SHSM-00004 | 4 |  | 291 | CC_conc_coef | [0.0, 1.04221]
[8 empty] | CE07SHSM-MFD37-01-OPTAAD000 | CE07SHSM-00004 | 4 | CC_cwlngth
[8 empty] | CE07SHSM-MFD37-01-OPTAAD000 | CE07SHSM-00004 | 4 | CC_ccwo
[8 empty] | CE07SHSM-MFD37-01-OPTAAD000 | CE07SHSM-00004 | 4 | CC_tcal
[8 empty] | CE07SHSM-MFD37-01-OPTAAD000 | CE07SHSM-00004 | 4 | CC_tbins
[8 empty] | CE07SHSM-MFD37-01-OPTAAD000 | CE07SHSM-00004 | 4 | CC_awlngth
[8 empty] | CE07SHSM-MFD37-01-OPTAAD000 | CE07SHSM-00004 | 4 | CC_acwo
[8 empty] | CE07SHSM-MFD37-01-OPTAAD000 | CE07SHSM-00004 | 4 | CC_taarray
[8 empty] | CE07SHSM-MFD37-01-OPTAAD000 | CE07SHSM-00004 | 4 | CC_tcarray
CE07SHSM-MFD35-05-PCO2WB000 |  | CE07SHSM-00004 | 4 |  | C0082 | CC_cala | -0.0383
CE07SHSM-MFD35-05-PCO2WB000 |  | CE07SHSM-00004 | 4 |  | C0082 | CC_calb | 1.0401
CE07SHSM-MFD35-05-PCO2WB000 |  | CE07SHSM-00004 | 4 |  | C0082 | CC_calc | -2.0588
CE07SHSM-MFD35-05-PCO2WB000 |  | CE07SHSM-00004 | 4 |  | C0082 | CC_calt | 15.6205
CE07SHSM-MFD35-05-PCO2WB000 |  | CE07SHSM-00004 | 4 |  | C0082 | CC_ea434 | 19706 | ea and eb coeffs are …
CE07SHSM-MFD35-05-PCO2WB000 |  | CE07SHSM-00004 | 4 |  | C0082 | CC_ea620 | 34 | … reagent bag specific.
CE07SHSM-MFD35-05-PCO2WB000 |  | CE07SHSM-00004 | 4 |  | C0082 | CC_eb434 | 3073
CE07SHSM-MFD35-05-PCO2WB000 |  | CE07SHSM-00004 | 4 |  | C0082 | CC_eb620 | 44327
CE07SHSM-MFD35-06-PHSEND000 |  | CE07SHSM-00004 | 4 |  | P0170 | CC_ea434 | 17372
CE07SHSM-MFD35-06-PHSEND000 |  | CE07SHSM-00004 | 4 |  | P0170 | CC_ea578 | 94.1
CE07SHSM-MFD35-06-PHSEND000 |  | CE07SHSM-00004 | 4 |  | P0170 | CC_eb434 | 2284.1
CE07SHSM-MFD35-06-PHSEND000 |  | CE07SHSM-00004 | 4 |  | P0170 | CC_eb578 | 38676.5
CE07SHSM-MFD35-06-PHSEND000 |  | CE07SHSM-00004 | 4 |  | P0170 | CC_ind_off | 0
CE07SHSM-MFD35-06-PHSEND000 |  | CE07SHSM-00004 | 4 |  | P0170 | CC_ind_slp | 1
CE07SHSM-MFD35-06-PHSEND000 |  | CE07SHSM-00004 | 4 |  | P0170 | CC_psal | 35 | DELETE: use salinity from co-located CTDBP
CE07SHSM-MFD35-02-PRESFB000 |  | CE07SHSM-00004 | 4 |  | 26-1396 | CC_c1 | 2109.723
CE07SHSM-MFD35-02-PRESFB000 |  | CE07SHSM-00004 | 4 |  | 26-1396 | CC_c2 | 76.2464
CE07SHSM-MFD35-02-PRESFB000 |  | CE07SHSM-00004 | 4 |  | 26-1396 | CC_c3 | -2915.601
CE07SHSM-MFD35-02-PRESFB000 |  | CE07SHSM-00004 | 4 |  | 26-1396 | CC_d1 | 0.015576
CE07SHSM-MFD35-02-PRESFB000 |  | CE07SHSM-00004 | 4 |  | 26-1396 | CC_d2 | 0
CE07SHSM-MFD35-02-PRESFB000 |  | CE07SHSM-00004 | 4 |  | 26-1396 | CC_offset_correction_factor | 0 | Constant
CE07SHSM-MFD35-02-PRESFB000 |  | CE07SHSM-00004 | 4 |  | 26-1396 | CC_pressure_offset_calibration_coefficient | -0.2455 | from SBE offset_correction pdf
CE07SHSM-MFD35-02-PRESFB000 |  | CE07SHSM-00004 | 4 |  | 26-1396 | CC_slope_correction_factor | 1 | Constant
CE07SHSM-MFD35-02-PRESFB000 |  | CE07SHSM-00004 | 4 |  | 26-1396 | CC_t1 | 27.5421
CE07SHSM-MFD35-02-PRESFB000 |  | CE07SHSM-00004 | 4 |  | 26-1396 | CC_t2 | 0.26163
CE07SHSM-MFD35-02-PRESFB000 |  | CE07SHSM-00004 | 4 |  | 26-1396 | CC_t3 | 17.8317
CE07SHSM-MFD35-02-PRESFB000 |  | CE07SHSM-00004 | 4 |  | 26-1396 | CC_t4 | 29.6074
CE07SHSM-MFD35-02-PRESFB000 |  | CE07SHSM-00004 | 4 |  | 26-1396 | CC_u0 | 5.857
CE07SHSM-MFD35-02-PRESFB000 |  | CE07SHSM-00004 | 4 |  | 26-1396 | CC_y1 | -3889.758
CE07SHSM-MFD35-02-PRESFB000 |  | CE07SHSM-00004 | 4 |  | 26-1396 | CC_y2 | -11140.11
CE07SHSM-MFD35-02-PRESFB000 |  | CE07SHSM-00004 | 4 |  | 26-1396 | CC_y3 | 0
CE07SHSM-MFD35-02-PRESFB000 |  | CE07SHSM-00004 | 4 |  | 26-1396 | CC_b | 2796.2
CE07SHSM-MFD35-02-PRESFB000 |  | CE07SHSM-00004 | 4 |  | 26-1396 | CC_m | 41943
CE07SHSM-MFD35-01-VEL3DD000 |  | CE07SHSM-00004 | 4 |  | 12266 | CC_lat | 46.9859
CE07SHSM-MFD35-01-VEL3DD000 |  | CE07SHSM-00004 | 4 |  | 12266 | CC_lon | -124.5656
CE07SHSM-MFD37-07-ZPLSCC000 |  | CE07SHSM-00004 | 4 |  | 55099 | No Calibration Coefficient
CE07SHSM-SBC11-00-CPMENG000 |  | CE07SHSM-00004 | 4 |  | 2015-0004 | No Calibration Coefficient |  | CPM1, DC11, DC12
CE07SHSM-SBD11-00-DCLENG000 |  | CE07SHSM-00004 | 4 |  | 2015-0004 | No Calibration Coefficient |  | DCL11
CE07SHSM-SBD12-00-DCLENG000 |  | CE07SHSM-00004 | 4 |  | 2015-0004 | No Calibration Coefficient |  | DCL12
CE07SHSM-RIC21-00-CPMENG000 |  | CE07SHSM-00004 | 4 |  | 0014 | No Calibration Coefficient |  | CPM2, DCL27
CE07SHSM-RID27-00-DCLENG000 |  | CE07SHSM-00004 | 4 |  | 0014 | No Calibration Coefficient |  | DCL27
CE07SHSM-RID26-00-DCLENG000 |  | CE07SHSM-00004 | 4 |  | 0009 | No Calibration Coefficient |  | DCL26
CE07SHSM-MFC31-00-CPMENG000 |  | CE07SHSM-00004 | 4 |  | 0010 | No Calibration Coefficient |  | CPM3, DCL37
CE07SHSM-MFD37-00-DCLENG000 |  | CE07SHSM-00004 | 4 |  | 0010 | No Calibration Coefficient |  | DCL37
CE07SHSM-MFD35-00-DCLENG000 |  | CE07SHSM-00004 | 4 |  | 0006 | No Calibration Coefficient |  | DCL35

## ACS208_CC_taarray
-0.098951 | -0.097458 | -0.098057 | -0.096169 | -0.093725 | -0.090427 | -0.086999 | -0.082517 | -0.077532 | -0.07379 | -0.068683 | -0.064908 | -0.058263 | -0.051683 | -0.044888 | -0.040243 | -0.03465 | -0.028269 | -0.018982 | -0.013893 | -0.00791 | 0 | 0.00776 | 0.01296 | 0.026821 | 0.034405 | 0.045165 | 0.053011 | 0.062056 | 0.068412 | 0.076954
-0.095973 | -0.093118 | -0.09306 | -0.090223 | -0.08834 | -0.084703 | -0.080731 | -0.075869 | -0.072309 | -0.068751 | -0.063831 | -0.058842 | -0.053071 | -0.04809 | -0.041225 | -0.037634 | -0.031035 | -0.026616 | -0.018689 | -0.014839 | -0.00648 | 0 | 0.006732 | 0.011975 | 0.023182 | 0.028789 | 0.039346 | 0.04739 | 0.05476 | 0.060774 | 0.067765
-0.085722 | -0.082441 | -0.081215 | -0.078121 | -0.075669 | -0.072801 | -0.069653 | -0.065654 | -0.062258 | -0.058575 | -0.05446 | -0.050515 | -0.04522 | -0.040661 | -0.03404 | -0.031544 | -0.026127 | -0.021412 | -0.014647 | -0.011158 | -0.005385 | 0 | 0.005964 | 0.010462 | 0.019946 | 0.02472 | 0.032924 | 0.039642 | 0.045742 | 0.05049 | 0.056247
-0.075142 | -0.071171 | -0.06988 | -0.066693 | -0.064163 | -0.061604 | -0.058592 | -0.054628 | -0.051497 | -0.048977 | -0.044619 | -0.042222 | -0.037343 | -0.034204 | -0.028704 | -0.02676 | -0.022041 | -0.018678 | -0.013304 | -0.010201 | -0.005014 | 0 | 0.003905 | 0.00749 | 0.01454 | 0.019008 | 0.026572 | 0.031355 | 0.035605 | 0.038994 | 0.043979
-0.063941 | -0.060191 | -0.058611 | -0.055811 | -0.053712 | -0.050987 | -0.048338 | -0.045388 | -0.042468 | -0.040695 | -0.03686 | -0.034374 | -0.031021 | -0.027752 | -0.023875 | -0.020939 | -0.017904 | -0.014644 | -0.010267 | -0.007293 | -0.003311 | 0 | 0.003365 | 0.006736 | 0.012542 | 0.016137 | 0.021048 | 0.024969 | 0.028965 | 0.031374 | 0.034596
-0.055889 | -0.052112 | -0.050104 | -0.047931 | -0.045255 | -0.043543 | -0.041034 | -0.038255 | -0.036373 | -0.033824 | -0.031022 | -0.029021 | -0.025956 | -0.023378 | -0.019861 | -0.018281 | -0.014905 | -0.012658 | -0.008406 | -0.006521 | -0.003437 | 0 | 0.002869 | 0.004686 | 0.009965 | 0.012244 | 0.017105 | 0.020087 | 0.023051 | 0.024482 | 0.027738
-0.049351 | -0.045491 | -0.043933 | -0.041564 | -0.039345 | -0.03749 | -0.035613 | -0.033528 | -0.030976 | -0.028834 | -0.026617 | -0.024985 | -0.021826 | -0.019976 | -0.01657 | -0.015466 | -0.012944 | -0.010708 | -0.007438 | -0.005259 | -0.00275 | 0 | 0.002139 | 0.003936 | 0.00844 | 0.010268 | 0.014001 | 0.016413 | 0.019088 | 0.020478 | 0.022583
-0.044325 | -0.040677 | -0.038684 | -0.036202 | -0.034364 | -0.03249 | -0.030632 | -0.028408 | -0.026458 | -0.025031 | -0.023312 | -0.021012 | -0.01881 | -0.016753 | -0.01459 | -0.013375 | -0.010838 | -0.008794 | -0.005623 | -0.004518 | -0.001977 | 0 | 0.002126 | 0.003501 | 0.007156 | 0.009338 | 0.012159 | 0.014702 | 0.016562 | 0.017609 | 0.019123
-0.041364 | -0.038017 | -0.036221 | -0.033922 | -0.032142 | -0.030233 | -0.028422 | -0.026504 | -0.024634 | -0.023148 | -0.021107 | -0.019844 | -0.01778 | -0.015749 | -0.01352 | -0.012042 | -0.010236 | -0.008695 | -0.006112 | -0.004741 | -0.002419 | 0 | 0.001128 | 0.002802 | 0.006005 | 0.007383 | 0.010487 | 0.012228 | 0.013807 | 0.014664 | 0.016565
-0.037551 | -0.034606 | -0.032967 | -0.030884 | -0.02919 | -0.027558 | -0.025702 | -0.024017 | -0.022089 | -0.020708 | -0.018838 | -0.017563 | -0.015388 | -0.01358 | -0.011459 | -0.010864 | -0.008629 | -0.007202 | -0.004969 | -0.003778 | -0.00147 | 0 | 0.001254 | 0.00281 | 0.005503 | 0.007024 | 0.009453 | 0.01094 | 0.012696 | 0.013385 | 0.01515
-0.034096 | -0.03134 | -0.029833 | -0.027967 | -0.0265 | -0.02493 | -0.023388 | -0.021642 | -0.01995 | -0.018815 | -0.016958 | -0.015651 | -0.014009 | -0.012238 | -0.010753 | -0.009582 | -0.007837 | -0.006294 | -0.004524 | -0.002982 | -0.00116 | 0 | 0.001546 | 0.002772 | 0.00493 | 0.006146 | 0.008667 | 0.010293 | 0.011627 | 0.012305 | 0.013564
-0.031804 | -0.029198 | -0.027865 | -0.026009 | -0.024505 | -0.023242 | -0.021566 | -0.020174 | -0.018663 | -0.017165 | -0.015833 | -0.01468 | -0.012858 | -0.011411 | -0.009853 | -0.008763 | -0.007234 | -0.006154 | -0.004049 | -0.003085 | -0.001504 | 0 | 0.001298 | 0.002166 | 0.004658 | 0.005698 | 0.007849 | 0.00908 | 0.010521 | 0.010902 | 0.012085
-0.028993 | -0.02663 | -0.025316 | -0.023697 | -0.022304 | -0.02118 | -0.019941 | -0.018349 | -0.017218 | -0.0158 | -0.014464 | -0.013274 | -0.011988 | -0.010488 | -0.009139 | -0.008262 | -0.006831 | -0.005657 | -0.003648 | -0.002795 | -0.001172 | 0 | 0.001358 | 0.002013 | 0.004158 | 0.005264 | 0.007139 | 0.008401 | 0.00951 | 0.010025 | 0.011095
-0.027716 | -0.02547 | -0.02414 | -0.022763 | -0.021375 | -0.020143 | -0.018875 | -0.017724 | -0.016251 | -0.015198 | -0.013926 | -0.012625 | -0.011248 | -0.010191 | -0.008657 | -0.007832 | -0.006343 | -0.005224 | -0.003575 | -0.00261 | -0.001249 | 0 | 0.001048 | 0.002032 | 0.003654 | 0.004916 | 0.006553 | 0.008002 | 0.008892 | 0.009568 | 0.010502
-0.026112 | -0.023969 | -0.022833 | -0.021319 | -0.019972 | -0.018893 | -0.017722 | -0.016545 | -0.015335 | -0.014315 | -0.013135 | -0.012012 | -0.010633 | -0.009389 | -0.008218 | -0.007372 | -0.006031 | -0.005085 | -0.003268 | -0.002593 | -0.001329 | 0 | 0.00103 | 0.001828 | 0.003558 | 0.004546 | 0.006117 | 0.007062 | 0.008289 | 0.008606 | 0.00982
-0.024347 | -0.022346 | -0.021118 | -0.019751 | -0.018676 | -0.01771 | -0.016582 | -0.015329 | -0.014299 | -0.013309 | -0.012092 | -0.011113 | -0.009828 | -0.008829 | -0.007724 | -0.006798 | -0.005612 | -0.004567 | -0.003036 | -0.002301 | -0.001122 | 0 | 0.000846 | 0.001782 | 0.00338 | 0.004179 | 0.005641 | 0.006696 | 0.007532 | 0.008247 | 0.009123
-0.023273 | -0.021286 | -0.02018 | -0.018987 | -0.017799 | -0.016875 | -0.015781 | -0.014824 | -0.013596 | -0.012744 | -0.011563 | -0.010504 | -0.009509 | -0.008289 | -0.007304 | -0.006464 | -0.005304 | -0.004406 | -0.003052 | -0.00208 | -0.001103 | 0 | 0.000988 | 0.001724 | 0.003232 | 0.004079 | 0.005569 | 0.006449 | 0.007345 | 0.007846 | 0.008749
-0.022139 | -0.020348 | -0.019283 | -0.018044 | -0.01701 | -0.016154 | -0.015122 | -0.014082 | -0.013075 | -0.012141 | -0.011229 | -0.010162 | -0.009076 | -0.008163 | -0.007068 | -0.006253 | -0.005052 | -0.004227 | -0.002934 | -0.002247 | -0.001057 | 0 | 0.000751 | 0.001417 | 0.002795 | 0.003692 | 0.004953 | 0.005812 | 0.006726 | 0.007343 | 0.008099
-0.02089 | -0.019131 | -0.018115 | -0.017 | -0.016072 | -0.015223 | -0.014271 | -0.013282 | -0.01218 | -0.011434 | -0.010433 | -0.009616 | -0.008607 | -0.007566 | -0.006554 | -0.005908 | -0.004863 | -0.003967 | -0.002779 | -0.001949 | -0.000973 | 0 | 0.000574 | 0.001421 | 0.002764 | 0.00349 | 0.004634 | 0.005477 | 0.006333 | 0.006872 | 0.007572
-0.020034 | -0.018378 | -0.017375 | -0.016295 | -0.015295 | -0.014442 | -0.01359 | -0.012706 | -0.011658 | -0.010915 | -0.009998 | -0.009163 | -0.008168 | -0.007182 | -0.006213 | -0.005567 | -0.00466 | -0.003763 | -0.002559 | -0.001915 | -0.000904 | 0 | 0.000786 | 0.001578 | 0.002717 | 0.003497 | 0.004617 | 0.00532 | 0.006093 | 0.00662 | 0.007385
-0.019267 | -0.0177 | -0.016711 | -0.015657 | -0.014691 | -0.013937 | -0.013086 | -0.012182 | -0.011269 | -0.010502 | -0.009638 | -0.008775 | -0.007839 | -0.006933 | -0.00608 | -0.005421 | -0.004362 | -0.003689 | -0.002554 | -0.001824 | -0.000818 | 0 | 0.000659 | 0.001387 | 0.002445 | 0.003158 | 0.004213 | 0.00503 | 0.005766 | 0.006332 | 0.006972
-0.018567 | -0.017042 | -0.016092 | -0.015062 | -0.014168 | -0.013427 | -0.012572 | -0.011697 | -0.010781 | -0.01005 | -0.009202 | -0.008347 | -0.007569 | -0.006733 | -0.005785 | -0.005216 | -0.004251 | -0.003497 | -0.002396 | -0.001778 | -0.000859 | 0 | 0.000645 | 0.001395 | 0.002383 | 0.003099 | 0.004083 | 0.004811 | 0.005544 | 0.006047 | 0.006774
-0.017658 | -0.016219 | -0.015331 | -0.014347 | -0.01351 | -0.012809 | -0.011974 | -0.01116 | -0.010283 | -0.009506 | -0.008863 | -0.008019 | -0.007201 | -0.006299 | -0.005584 | -0.00496 | -0.003979 | -0.003392 | -0.00221 | -0.001559 | -0.000736 | 0 | 0.000704 | 0.001346 | 0.002343 | 0.003063 | 0.003977 | 0.004602 | 0.005348 | 0.005815 | 0.006529
-0.0171 | -0.015683 | -0.014824 | -0.013878 | -0.01303 | -0.012321 | -0.011535 | -0.010815 | -0.009967 | -0.009268 | -0.008432 | -0.007703 | -0.0069 | -0.006122 | -0.005395 | -0.004828 | -0.003839 | -0.003157 | -0.002216 | -0.001474 | -0.00077 | 0 | 0.000674 | 0.001386 | 0.002353 | 0.003038 | 0.00384 | 0.004606 | 0.00514 | 0.005681 | 0.006322
-0.016687 | -0.015293 | -0.014441 | -0.013552 | -0.012669 | -0.011995 | -0.01121 | -0.010433 | -0.009642 | -0.008938 | -0.00822 | -0.007409 | -0.006674 | -0.005955 | -0.005138 | -0.004611 | -0.003657 | -0.003027 | -0.002108 | -0.001458 | -0.00073 | 0 | 0.000686 | 0.001343 | 0.002208 | 0.00282 | 0.003791 | 0.00432 | 0.005 | 0.005506 | 0.006131
-0.01602 | -0.014733 | -0.01391 | -0.012974 | -0.012192 | -0.011581 | -0.010821 | -0.010052 | -0.009312 | -0.008678 | -0.007952 | -0.007226 | -0.006469 | -0.005731 | -0.005089 | -0.004431 | -0.003656 | -0.002989 | -0.002064 | -0.001455 | -0.000722 | 0 | 0.000664 | 0.001302 | 0.002186 | 0.002735 | 0.003626 | 0.004176 | 0.00482 | 0.005331 | 0.005976
-0.015786 | -0.014486 | -0.013619 | -0.012824 | -0.012 | -0.011328 | -0.010639 | -0.0099 | -0.009129 | -0.008496 | -0.007777 | -0.0071 | -0.006302 | -0.005592 | -0.004903 | -0.004266 | -0.003542 | -0.002866 | -0.001983 | -0.001353 | -0.000718 | 0 | 0.000621 | 0.001245 | 0.002123 | 0.002735 | 0.00348 | 0.004084 | 0.004706 | 0.005187 | 0.005787
-0.015441 | -0.014178 | -0.013382 | -0.012477 | -0.011704 | -0.011088 | -0.010323 | -0.009639 | -0.008847 | -0.008262 | -0.007563 | -0.006912 | -0.006148 | -0.005458 | -0.004757 | -0.004194 | -0.003388 | -0.002761 | -0.001942 | -0.001334 | -0.000711 | 0 | 0.000607 | 0.001274 | 0.002029 | 0.0027 | 0.003453 | 0.003989 | 0.004608 | 0.005143 | 0.005659
-0.014976 | -0.013786 | -0.012958 | -0.012125 | -0.011415 | -0.010809 | -0.010096 | -0.009402 | -0.008683 | -0.008033 | -0.007381 | -0.006673 | -0.005987 | -0.005331 | -0.004727 | -0.004192 | -0.003379 | -0.002743 | -0.001915 | -0.00139 | -0.000699 | 0 | 0.000616 | 0.001188 | 0.002031 | 0.002551 | 0.003286 | 0.003881 | 0.004437 | 0.004996 | 0.005557
-0.014661 | -0.013429 | -0.012659 | -0.011893 | -0.011139 | -0.010497 | -0.009823 | -0.009161 | -0.008416 | -0.007848 | -0.007178 | -0.006529 | -0.005849 | -0.005179 | -0.00447 | -0.004002 | -0.003262 | -0.002657 | -0.001881 | -0.001356 | -0.000676 | 0 | 0.000574 | 0.001248 | 0.002014 | 0.002555 | 0.00329 | 0.003846 | 0.004439 | 0.004929 | 0.005488
-0.014485 | -0.01331 | -0.012554 | -0.011743 | -0.011027 | -0.010408 | -0.009746 | -0.009115 | -0.008374 | -0.007803 | -0.007137 | -0.006508 | -0.005832 | -0.005145 | -0.004463 | -0.003979 | -0.003255 | -0.002681 | -0.001867 | -0.001269 | -0.000666 | 0 | 0.00057 | 0.001151 | 0.001913 | 0.002484 | 0.003147 | 0.003756 | 0.004385 | 0.00479 | 0.005377
-0.014226 | -0.013081 | -0.012276 | -0.011524 | -0.01079 | -0.010208 | -0.009565 | -0.008852 | -0.00819 | -0.007606 | -0.00695 | -0.006334 | -0.005675 | -0.005006 | -0.004389 | -0.003877 | -0.003132 | -0.002552 | -0.001835 | -0.001299 | -0.000702 | 0 | 0.000532 | 0.001092 | 0.001901 | 0.002426 | 0.003141 | 0.003689 | 0.004248 | 0.004702 | 0.005269
-0.01402 | -0.012869 | -0.012147 | -0.011373 | -0.010624 | -0.010035 | -0.009342 | -0.008735 | -0.008019 | -0.007429 | -0.006812 | -0.006249 | -0.005503 | -0.004906 | -0.004263 | -0.003781 | -0.0031 | -0.002527 | -0.001779 | -0.001217 | -0.000593 | 0 | 0.000626 | 0.001167 | 0.001901 | 0.002501 | 0.003166 | 0.003674 | 0.004238 | 0.004696 | 0.005316
-0.013756 | -0.012663 | -0.011885 | -0.011109 | -0.010426 | -0.009899 | -0.009223 | -0.008626 | -0.00789 | -0.00729 | -0.006748 | -0.006081 | -0.005432 | -0.004812 | -0.004183 | -0.003758 | -0.003007 | -0.002451 | -0.001765 | -0.001214 | -0.0006 | 0 | 0.00059 | 0.001164 | 0.001863 | 0.002405 | 0.003109 | 0.003679 | 0.004146 | 0.00466 | 0.005194
-0.013627 | -0.012528 | -0.011749 | -0.011048 | -0.01034 | -0.00977 | -0.009097 | -0.008537 | -0.007799 | -0.007241 | -0.006621 | -0.006021 | -0.00538 | -0.004702 | -0.004145 | -0.003657 | -0.003004 | -0.002435 | -0.001725 | -0.001228 | -0.000613 | 0 | 0.000586 | 0.001175 | 0.001855 | 0.00241 | 0.003055 | 0.003575 | 0.004143 | 0.004609 | 0.005205
-0.013376 | -0.0123 | -0.011594 | -0.01085 | -0.010149 | -0.009585 | -0.008928 | -0.008354 | -0.007645 | -0.007092 | -0.006495 | -0.005934 | -0.005294 | -0.004633 | -0.004049 | -0.003581 | -0.002941 | -0.002391 | -0.001704 | -0.001189 | -0.000583 | 0 | 0.000518 | 0.001078 | 0.001786 | 0.002376 | 0.003013 | 0.003535 | 0.004082 | 0.004571 | 0.005153
-0.013215 | -0.012181 | -0.011388 | -0.01067 | -0.010015 | -0.009489 | -0.008845 | -0.008252 | -0.007582 | -0.006977 | -0.006442 | -0.005822 | -0.005186 | -0.004572 | -0.004012 | -0.003545 | -0.002875 | -0.002344 | -0.001705 | -0.001153 | -0.000571 | 0 | 0.000567 | 0.001074 | 0.001765 | 0.002328 | 0.002958 | 0.003494 | 0.004009 | 0.004529 | 0.005097
-0.012914 | -0.011832 | -0.01112 | -0.010448 | -0.009754 | -0.009201 | -0.008574 | -0.007976 | -0.007334 | -0.006743 | -0.006194 | -0.005591 | -0.004948 | -0.00438 | -0.003822 | -0.003343 | -0.002741 | -0.002201 | -0.001537 | -0.001083 | -0.000526 | 0 | 0.000578 | 0.001149 | 0.001848 | 0.002353 | 0.002972 | 0.003511 | 0.004044 | 0.0045 | 0.005086
-0.01296 | -0.011917 | -0.011174 | -0.010454 | -0.009787 | -0.009222 | -0.008602 | -0.008009 | -0.00736 | -0.006776 | -0.006171 | -0.005614 | -0.004987 | -0.004363 | -0.00382 | -0.003359 | -0.002729 | -0.002206 | -0.001571 | -0.001099 | -0.000605 | 0 | 0.000485 | 0.001052 | 0.001684 | 0.002215 | 0.00284 | 0.003377 | 0.003915 | 0.004379 | 0.00494
-0.012737 | -0.011695 | -0.010927 | -0.010239 | -0.009565 | -0.009035 | -0.008405 | -0.007805 | -0.007128 | -0.006553 | -0.005986 | -0.005454 | -0.004789 | -0.004202 | -0.003646 | -0.003207 | -0.002612 | -0.002083 | -0.001455 | -0.001037 | -0.00052 | 0 | 0.000528 | 0.001057 | 0.00169 | 0.002189 | 0.002808 | 0.003321 | 0.003852 | 0.004314 | 0.004894
-0.010469 | -0.009507 | -0.008899 | -0.008307 | -0.007687 | -0.007231 | -0.00675 | -0.006263 | -0.005734 | -0.005302 | -0.004885 | -0.004417 | -0.00394 | -0.003416 | -0.002967 | -0.002565 | -0.002028 | -0.001631 | -0.001107 | -0.000805 | -0.000382 | 0 | 0.000316 | 0.000637 | 0.001035 | 0.001335 | 0.001718 | 0.001993 | 0.002252 | 0.002535 | 0.002827
-0.010362 | -0.009422 | -0.008804 | -0.008157 | -0.007554 | -0.007103 | -0.006594 | -0.006131 | -0.005604 | -0.005194 | -0.00472 | -0.004295 | -0.00382 | -0.003307 | -0.002869 | -0.002503 | -0.001976 | -0.001575 | -0.001048 | -0.000752 | -0.000341 | 0 | 0.000319 | 0.000613 | 0.001004 | 0.001313 | 0.001654 | 0.001902 | 0.002186 | 0.002447 | 0.002752
-0.010336 | -0.009406 | -0.008762 | -0.008172 | -0.007577 | -0.00716 | -0.006614 | -0.006181 | -0.005625 | -0.005219 | -0.004769 | -0.004305 | -0.003829 | -0.003351 | -0.002904 | -0.002522 | -0.002 | -0.001617 | -0.001119 | -0.00074 | -0.0004 | 0 | 0.000312 | 0.000616 | 0.001041 | 0.001284 | 0.001677 | 0.001911 | 0.002215 | 0.002483 | 0.002785
-0.010117 | -0.009194 | -0.008624 | -0.008027 | -0.007448 | -0.007008 | -0.006502 | -0.006042 | -0.005538 | -0.005091 | -0.004696 | -0.004237 | -0.003785 | -0.003273 | -0.002874 | -0.002533 | -0.001971 | -0.00163 | -0.001106 | -0.0008 | -0.000395 | 0 | 0.000338 | 0.000669 | 0.001051 | 0.001355 | 0.00168 | 0.001969 | 0.00224 | 0.002567 | 0.002864
-0.010256 | -0.00937 | -0.008715 | -0.008101 | -0.007509 | -0.007104 | -0.006585 | -0.006136 | -0.005614 | -0.005193 | -0.004752 | -0.004303 | -0.003834 | -0.003344 | -0.00294 | -0.002522 | -0.002022 | -0.001634 | -0.001126 | -0.00079 | -0.000397 | 0 | 0.000291 | 0.000631 | 0.001029 | 0.001299 | 0.001669 | 0.001936 | 0.00221 | 0.002509 | 0.002822
-0.010189 | -0.009294 | -0.008663 | -0.008079 | -0.007476 | -0.007085 | -0.006578 | -0.006134 | -0.005609 | -0.005174 | -0.004733 | -0.004292 | -0.003852 | -0.003317 | -0.002934 | -0.002583 | -0.002049 | -0.00167 | -0.001135 | -0.000807 | -0.000429 | 0 | 0.000325 | 0.000694 | 0.001104 | 0.001413 | 0.001736 | 0.002014 | 0.00233 | 0.002597 | 0.002938
-0.010297 | -0.009387 | -0.00879 | -0.008165 | -0.007575 | -0.007116 | -0.006644 | -0.006181 | -0.005636 | -0.005224 | -0.0048 | -0.004344 | -0.00386 | -0.003372 | -0.002944 | -0.002568 | -0.002059 | -0.00166 | -0.001163 | -0.000806 | -0.000358 | 0 | 0.000322 | 0.000673 | 0.001097 | 0.001399 | 0.001768 | 0.00204 | 0.002339 | 0.002646 | 0.002967
-0.010235 | -0.009357 | -0.008725 | -0.008135 | -0.007563 | -0.007194 | -0.006665 | -0.006208 | -0.005699 | -0.005273 | -0.004822 | -0.004388 | -0.003912 | -0.003419 | -0.00301 | -0.002655 | -0.002126 | -0.0017 | -0.001182 | -0.000822 | -0.000427 | 0 | 0.000335 | 0.000705 | 0.001131 | 0.00144 | 0.001779 | 0.002056 | 0.002364 | 0.002682 | 0.003025
-0.010146 | -0.009237 | -0.008626 | -0.008037 | -0.007427 | -0.007004 | -0.006491 | -0.006063 | -0.005539 | -0.005131 | -0.004729 | -0.004282 | -0.003837 | -0.003349 | -0.002948 | -0.002595 | -0.002041 | -0.001677 | -0.001177 | -0.0008 | -0.000413 | 0 | 0.000403 | 0.000744 | 0.001155 | 0.001469 | 0.001818 | 0.002124 | 0.002419 | 0.002738 | 0.003065
-0.010117 | -0.009223 | -0.008636 | -0.008024 | -0.007393 | -0.006973 | -0.006462 | -0.006031 | -0.005499 | -0.005108 | -0.004634 | -0.004203 | -0.003761 | -0.003257 | -0.002877 | -0.002512 | -0.002018 | -0.001634 | -0.001143 | -0.000773 | -0.000386 | 0 | 0.000387 | 0.000756 | 0.001148 | 0.001501 | 0.001833 | 0.00213 | 0.002448 | 0.002753 | 0.003095
-0.010208 | -0.009322 | -0.008686 | -0.008066 | -0.007512 | -0.007108 | -0.006598 | -0.006149 | -0.005616 | -0.005192 | -0.004766 | -0.004311 | -0.003857 | -0.003352 | -0.00297 | -0.002594 | -0.002042 | -0.001636 | -0.001156 | -0.000771 | -0.00036 | 0 | 0.000335 | 0.000687 | 0.001092 | 0.001417 | 0.001742 | 0.00208 | 0.002355 | 0.002666 | 0.002989
-0.010207 | -0.009305 | -0.0087 | -0.008124 | -0.007526 | -0.007095 | -0.006612 | -0.006165 | -0.005658 | -0.005189 | -0.004777 | -0.004354 | -0.003906 | -0.003391 | -0.003005 | -0.002663 | -0.002129 | -0.00174 | -0.001203 | -0.000847 | -0.000424 | 0 | 0.000387 | 0.00069 | 0.001057 | 0.001365 | 0.001753 | 0.001995 | 0.002313 | 0.002638 | 0.002975
-0.010045 | -0.009173 | -0.008551 | -0.007968 | -0.007406 | -0.00698 | -0.006489 | -0.006014 | -0.005498 | -0.005081 | -0.004672 | -0.004249 | -0.003763 | -0.003267 | -0.002879 | -0.002541 | -0.001985 | -0.001583 | -0.001086 | -0.000743 | -0.000338 | 0 | 0.000386 | 0.00073 | 0.001167 | 0.001489 | 0.001853 | 0.002186 | 0.002465 | 0.00278 | 0.003131
-0.010038 | -0.009164 | -0.008545 | -0.007973 | -0.007391 | -0.007009 | -0.006488 | -0.006036 | -0.005536 | -0.005089 | -0.004679 | -0.004235 | -0.003792 | -0.003323 | -0.002951 | -0.002592 | -0.00213 | -0.00176 | -0.001223 | -0.000834 | -0.000446 | 0 | 0.000371 | 0.000749 | 0.001192 | 0.001509 | 0.001901 | 0.002157 | 0.002469 | 0.002771 | 0.003096
-0.009979 | -0.009106 | -0.008525 | -0.007926 | -0.007366 | -0.006956 | -0.006488 | -0.006046 | -0.005545 | -0.005177 | -0.00474 | -0.004331 | -0.003872 | -0.003358 | -0.002958 | -0.002648 | -0.002114 | -0.001724 | -0.001206 | -0.000836 | -0.00042 | 0 | 0.0004 | 0.000763 | 0.001166 | 0.001549 | 0.001891 | 0.002168 | 0.002501 | 0.002775 | 0.003126
-0.010039 | -0.009225 | -0.008629 | -0.008062 | -0.007511 | -0.007098 | -0.006607 | -0.006162 | -0.00566 | -0.00522 | -0.004805 | -0.004373 | -0.003893 | -0.003378 | -0.003026 | -0.002677 | -0.002155 | -0.001743 | -0.001237 | -0.00086 | -0.000456 | 0 | 0.000351 | 0.000752 | 0.001164 | 0.001497 | 0.001872 | 0.002162 | 0.002489 | 0.002783 | 0.003116
-0.01014 | -0.009254 | -0.008666 | -0.008099 | -0.007525 | -0.007114 | -0.006591 | -0.006179 | -0.005622 | -0.005188 | -0.004768 | -0.004337 | -0.003874 | -0.003388 | -0.002969 | -0.002638 | -0.00215 | -0.001734 | -0.001209 | -0.000854 | -0.000464 | 0 | 0.000362 | 0.000725 | 0.001201 | 0.001518 | 0.001919 | 0.002219 | 0.00252 | 0.002842 | 0.00316
-0.010072 | -0.009202 | -0.008604 | -0.008007 | -0.007432 | -0.006995 | -0.006522 | -0.006091 | -0.005541 | -0.005166 | -0.004722 | -0.004296 | -0.003794 | -0.003311 | -0.002966 | -0.002618 | -0.002097 | -0.001693 | -0.001173 | -0.000851 | -0.00044 | 0 | 0.00042 | 0.000772 | 0.001206 | 0.00155 | 0.001931 | 0.002228 | 0.002572 | 0.002884 | 0.00322
-0.010157 | -0.009323 | -0.00869 | -0.008122 | -0.007558 | -0.007135 | -0.006636 | -0.006181 | -0.005674 | -0.005217 | -0.004787 | -0.00434 | -0.003864 | -0.003384 | -0.003008 | -0.002645 | -0.002101 | -0.00174 | -0.001222 | -0.000834 | -0.000434 | 0 | 0.000384 | 0.00077 | 0.001219 | 0.001525 | 0.001941 | 0.002235 | 0.002577 | 0.002853 | 0.003222
-0.010135 | -0.009242 | -0.008646 | -0.008061 | -0.007476 | -0.00704 | -0.006554 | -0.0061 | -0.005553 | -0.005149 | -0.0047 | -0.004263 | -0.003834 | -0.003296 | -0.002908 | -0.002613 | -0.002114 | -0.001732 | -0.001201 | -0.00085 | -0.000432 | 0 | 0.000407 | 0.000794 | 0.001236 | 0.001563 | 0.00199 | 0.002267 | 0.002586 | 0.00291 | 0.003237
-0.010265 | -0.009397 | -0.008792 | -0.008181 | -0.007605 | -0.007172 | -0.006684 | -0.006212 | -0.005686 | -0.005236 | -0.004804 | -0.004377 | -0.003882 | -0.003377 | -0.003008 | -0.002659 | -0.002159 | -0.001739 | -0.001195 | -0.000859 | -0.000403 | 0 | 0.000379 | 0.000775 | 0.00123 | 0.001614 | 0.002003 | 0.002323 | 0.002657 | 0.002931 | 0.003307
-0.010348 | -0.009441 | -0.008789 | -0.008189 | -0.007592 | -0.007193 | -0.006654 | -0.006213 | -0.005673 | -0.005208 | -0.004813 | -0.004352 | -0.003851 | -0.003364 | -0.003011 | -0.002621 | -0.002153 | -0.001738 | -0.001233 | -0.000828 | -0.000421 | 0 | 0.000376 | 0.000766 | 0.001263 | 0.001576 | 0.001994 | 0.002278 | 0.002614 | 0.0029 | 0.003258
-0.010173 | -0.009262 | -0.008644 | -0.008072 | -0.007465 | -0.007005 | -0.006519 | -0.006091 | -0.00553 | -0.005106 | -0.004688 | -0.004267 | -0.003783 | -0.003276 | -0.002922 | -0.002614 | -0.002103 | -0.00172 | -0.001201 | -0.000827 | -0.000413 | 0 | 0.000342 | 0.000762 | 0.001216 | 0.001562 | 0.001958 | 0.002273 | 0.002649 | 0.002914 | 0.00325
-0.010129 | -0.009252 | -0.008642 | -0.00802 | -0.007476 | -0.007069 | -0.006573 | -0.006121 | -0.005531 | -0.005147 | -0.004676 | -0.004262 | -0.003785 | -0.003288 | -0.002971 | -0.0026 | -0.002154 | -0.001753 | -0.001187 | -0.000821 | -0.000436 | 0 | 0.00038 | 0.000729 | 0.00119 | 0.001502 | 0.001962 | 0.002231 | 0.002583 | 0.002844 | 0.003224
-0.009947 | -0.009045 | -0.008451 | -0.007863 | -0.007301 | -0.006918 | -0.006416 | -0.005954 | -0.005432 | -0.005012 | -0.004595 | -0.004138 | -0.00372 | -0.00324 | -0.002864 | -0.002528 | -0.002104 | -0.001693 | -0.001204 | -0.00081 | -0.000408 | 0 | 0.000362 | 0.000747 | 0.001209 | 0.001536 | 0.00192 | 0.002227 | 0.002549 | 0.002831 | 0.003199
-0.009734 | -0.008862 | -0.008299 | -0.007672 | -0.007167 | -0.006767 | -0.006273 | -0.005837 | -0.005319 | -0.004916 | -0.004489 | -0.004088 | -0.003645 | -0.003138 | -0.00283 | -0.002509 | -0.002021 | -0.001659 | -0.001155 | -0.000777 | -0.000392 | 0 | 0.000313 | 0.000701 | 0.001209 | 0.001512 | 0.001929 | 0.002197 | 0.002507 | 0.002809 | 0.00315
-0.009846 | -0.008989 | -0.008347 | -0.007779 | -0.007206 | -0.00684 | -0.006358 | -0.005911 | -0.005366 | -0.004967 | -0.004543 | -0.004128 | -0.003665 | -0.003175 | -0.00288 | -0.002549 | -0.002065 | -0.001706 | -0.001171 | -0.000799 | -0.000405 | 0 | 0.00035 | 0.000706 | 0.001157 | 0.001478 | 0.001909 | 0.002179 | 0.002513 | 0.002749 | 0.003137
-0.009951 | -0.009036 | -0.008435 | -0.007851 | -0.007283 | -0.006893 | -0.006392 | -0.005951 | -0.005402 | -0.004971 | -0.004583 | -0.004158 | -0.003718 | -0.003207 | -0.0029 | -0.002596 | -0.002123 | -0.001773 | -0.001212 | -0.000866 | -0.000439 | 0 | 0.000312 | 0.000634 | 0.001105 | 0.001423 | 0.001822 | 0.002064 | 0.00239 | 0.002663 | 0.002972
-0.009828 | -0.008937 | -0.008333 | -0.007697 | -0.007137 | -0.006774 | -0.006261 | -0.005834 | -0.005316 | -0.004908 | -0.004459 | -0.004033 | -0.003638 | -0.003154 | -0.002842 | -0.002572 | -0.002064 | -0.001668 | -0.001183 | -0.000847 | -0.00044 | 0 | 0.00032 | 0.000669 | 0.001083 | 0.001397 | 0.001782 | 0.001996 | 0.002353 | 0.002582 | 0.002922
-0.010028 | -0.009095 | -0.008446 | -0.007837 | -0.007263 | -0.006875 | -0.006371 | -0.005935 | -0.005343 | -0.004963 | -0.004536 | -0.004097 | -0.003691 | -0.003184 | -0.002864 | -0.002584 | -0.002115 | -0.00172 | -0.001136 | -0.000826 | -0.00044 | 0 | 0.00029 | 0.000597 | 0.001023 | 0.00132 | 0.001714 | 0.001988 | 0.002252 | 0.002453 | 0.002806
-0.009934 | -0.008991 | -0.008358 | -0.007723 | -0.007138 | -0.006759 | -0.006237 | -0.005803 | -0.005217 | -0.00489 | -0.004417 | -0.003979 | -0.00353 | -0.003121 | -0.002802 | -0.002503 | -0.002034 | -0.001673 | -0.001108 | -0.0008 | -0.000372 | 0 | 0.00031 | 0.000649 | 0.001091 | 0.00138 | 0.001768 | 0.001934 | 0.002245 | 0.002416 | 0.002692
-0.009788 | -0.008867 | -0.008221 | -0.007605 | -0.007047 | -0.006648 | -0.006163 | -0.005727 | -0.00526 | -0.004796 | -0.004418 | -0.003977 | -0.003552 | -0.003081 | -0.002828 | -0.002575 | -0.00203 | -0.001699 | -0.001177 | -0.000825 | -0.00043 | 0 | 0.000227 | 0.000553 | 0.00097 | 0.001192 | 0.001553 | 0.001769 | 0.002028 | 0.002211 | 0.002471
-0.009798 | -0.008824 | -0.008178 | -0.007542 | -0.006991 | -0.006586 | -0.006105 | -0.005678 | -0.005071 | -0.004732 | -0.004294 | -0.003894 | -0.003456 | -0.002976 | -0.002724 | -0.002449 | -0.001921 | -0.001643 | -0.001081 | -0.00073 | -0.000314 | 0 | 0.000293 | 0.000611 | 0.001009 | 0.001229 | 0.001639 | 0.001809 | 0.002 | 0.002192 | 0.002427
-0.009798 | -0.00883 | -0.008182 | -0.007539 | -0.006986 | -0.006575 | -0.006074 | -0.005656 | -0.005101 | -0.004724 | -0.004318 | -0.003868 | -0.00344 | -0.002965 | -0.002692 | -0.002471 | -0.002008 | -0.001614 | -0.001084 | -0.000772 | -0.000448 | 0 | 0.000283 | 0.000552 | 0.000975 | 0.001153 | 0.001513 | 0.001662 | 0.00187 | 0.002048 | 0.002268
-0.009559 | -0.008615 | -0.007955 | -0.007311 | -0.006777 | -0.006402 | -0.005935 | -0.005499 | -0.004993 | -0.004547 | -0.004125 | -0.003712 | -0.00331 | -0.002815 | -0.002557 | -0.00237 | -0.001882 | -0.001568 | -0.001087 | -0.000738 | -0.000299 | 0 | 0.000257 | 0.000582 | 0.000892 | 0.001142 | 0.001422 | 0.001605 | 0.001732 | 0.001875 | 0.002063
-0.0098 | -0.008797 | -0.008172 | -0.007546 | -0.006937 | -0.006567 | -0.006081 | -0.005646 | -0.005084 | -0.004691 | -0.00424 | -0.0038 | -0.003376 | -0.002906 | -0.002672 | -0.002425 | -0.001949 | -0.00165 | -0.001082 | -0.000794 | -0.000437 | 0 | 0.000196 | 0.000479 | 0.000864 | 0.001046 | 0.001344 | 0.001431 | 0.001594 | 0.001823 | 0.001879
-0.009764 | -0.008796 | -0.008139 | -0.007465 | -0.006918 | -0.006548 | -0.006064 | -0.005663 | -0.005077 | -0.004699 | -0.004202 | -0.003763 | -0.003347 | -0.002883 | -0.002564 | -0.002417 | -0.001969 | -0.001593 | -0.001056 | -0.000767 | -0.000404 | 0 | 0.000166 | 0.000487 | 0.000801 | 0.001018 | 0.001287 | 0.001426 | 0.001569 | 0.001639 | 0.001863

## ACS208_CC_tcarray
-0.014971 | -0.013701 | -0.012708 | -0.010973 | -0.010835 | -0.00948 | -0.009093 | -0.008651 | -0.010134 | -0.008197 | -0.008282 | -0.008408 | -0.006199 | -0.005863 | -0.007244 | -0.005739 | -0.004523 | -0.001492 | -0.00225 | -0.000924 | -0.001405 | 0 | -0.000761 | -0.001196 | -2.7e-05 | -0.001168 | 0.001777 | 0.000255 | 0.003439 | 0.004947 | 0.004845
-0.015871 | -0.014403 | -0.011403 | -0.010747 | -0.011093 | -0.010504 | -0.009904 | -0.009448 | -0.009585 | -0.008841 | -0.007291 | -0.006416 | -0.006208 | -0.006868 | -0.00583 | -0.003635 | -0.003362 | -0.002091 | -0.000615 | 0.000156 | 0.001254 | 0 | 0.002653 | -0.000402 | -0.000941 | 0.001446 | 0.00237 | 0.00234 | 0.003444 | 0.004593 | 0.005947
-0.019561 | -0.017669 | -0.016857 | -0.015488 | -0.014389 | -0.013689 | -0.012222 | -0.012189 | -0.011337 | -0.010479 | -0.009237 | -0.010078 | -0.008628 | -0.007063 | -0.00965 | -0.00695 | -0.004462 | -0.003074 | -0.001893 | -0.002883 | -0.001119 | 0 | -0.001982 | -0.00161 | -0.000115 | -0.000535 | -0.000147 | 0.000296 | 0.002783 | 0.003518 | 0.004939
-0.015872 | -0.014601 | -0.013476 | -0.011985 | -0.012226 | -0.011515 | -0.010301 | -0.010452 | -0.010448 | -0.008266 | -0.008985 | -0.00749 | -0.007669 | -0.005645 | -0.007678 | -0.006089 | -0.005238 | -0.003286 | -0.001844 | -0.000286 | 0.001025 | 0 | 0.000734 | -0.00064 | 3.9e-05 | -0.000132 | 0.000939 | -3.5e-05 | 0.002644 | 0.004389 | 0.006826
-0.017203 | -0.016191 | -0.014554 | -0.014174 | -0.013034 | -0.012461 | -0.011559 | -0.011746 | -0.009872 | -0.009391 | -0.008532 | -0.008501 | -0.007537 | -0.007495 | -0.006854 | -0.005755 | -0.00385 | -0.003426 | -0.002117 | -0.0021 | -0.001127 | 0 | 0.000383 | -0.000987 | -0.000948 | -0.000821 | 0.000878 | -0.000535 | 0.002374 | 0.003555 | 0.006062
-0.015105 | -0.014197 | -0.013193 | -0.012169 | -0.012117 | -0.010996 | -0.010569 | -0.010273 | -0.009984 | -0.008594 | -0.008524 | -0.008389 | -0.00647 | -0.006041 | -0.006735 | -0.005498 | -0.00481 | -0.003127 | -0.002809 | -0.001036 | -0.000732 | 0 | -0.000872 | -0.00188 | -0.000687 | -0.000795 | -0.000851 | -0.000321 | 0.001889 | 0.003262 | 0.004663
-0.013842 | -0.012866 | -0.01156 | -0.010833 | -0.010335 | -0.009766 | -0.008623 | -0.008686 | -0.008545 | -0.007128 | -0.006295 | -0.006662 | -0.006134 | -0.006016 | -0.005872 | -0.004432 | -0.003843 | -0.002621 | -0.001588 | -0.001095 | -0.000593 | 0 | 0.000324 | -0.000851 | -0.000662 | -0.001403 | -0.000397 | -0.00079 | 0.001331 | 0.003464 | 0.005779
-0.010816 | -0.009993 | -0.009115 | -0.00831 | -0.008086 | -0.007196 | -0.006867 | -0.006251 | -0.005628 | -0.004981 | -0.005322 | -0.005006 | -0.004929 | -0.003835 | -0.003985 | -0.003272 | -0.001803 | -0.001436 | -0.001198 | -0.00048 | 0.000261 | 0 | -0.000124 | -0.001146 | -0.001656 | -0.001638 | -0.000684 | -0.001086 | 0.000779 | 0.00314 | 0.005751
-0.010104 | -0.009433 | -0.008294 | -0.007489 | -0.007059 | -0.006512 | -0.00614 | -0.005632 | -0.005852 | -0.00496 | -0.004359 | -0.004303 | -0.003355 | -0.003293 | -0.003926 | -0.003217 | -0.002166 | -0.001494 | -0.000243 | -0.000375 | 0.00013 | 0 | -4.2e-05 | -0.001498 | -0.001303 | -0.001721 | -0.002091 | -0.001279 | 0.000455 | 0.003165 | 0.005278
-0.009591 | -0.008823 | -0.007798 | -0.00712 | -0.007077 | -0.006532 | -0.005808 | -0.005896 | -0.004684 | -0.004215 | -0.003779 | -0.003714 | -0.003157 | -0.003332 | -0.003407 | -0.002877 | -0.002106 | -0.001308 | -0.000764 | -0.000296 | 0.000301 | 0 | -0.000571 | -0.001461 | -0.001519 | -0.001286 | -0.001986 | -0.001982 | 0.000626 | 0.002343 | 0.00524
-0.007384 | -0.006894 | -0.006323 | -0.005996 | -0.005388 | -0.004687 | -0.003868 | -0.003618 | -0.003456 | -0.002585 | -0.003025 | -0.00286 | -0.002566 | -0.002165 | -0.002586 | -0.002244 | -0.001735 | -0.001435 | -0.001096 | -0.000598 | -0.000151 | 0 | -0.00089 | -0.002142 | -0.001901 | -0.002295 | -0.002725 | -0.002404 | -0.000663 | 0.000866 | 0.003741
-0.005889 | -0.00562 | -0.004858 | -0.003865 | -0.004124 | -0.003533 | -0.00319 | -0.003015 | -0.002761 | -0.001906 | -0.001411 | -0.001892 | -0.001641 | -0.001419 | -0.002194 | -0.001461 | -0.001068 | -0.000232 | -0.000392 | 0.000228 | 0.000133 | 0 | -4.4e-05 | -0.000979 | -0.001466 | -0.001836 | -0.001952 | -0.001967 | 0.000177 | 0.002424 | 0.004659
-0.004534 | -0.00415 | -0.003811 | -0.003486 | -0.003094 | -0.002678 | -0.002203 | -0.002016 | -0.001598 | -0.000896 | -0.001127 | -0.001083 | -0.000715 | -0.000891 | -0.001322 | -0.000648 | -0.000436 | -0.000234 | 0.000371 | 8.2e-05 | 0.000322 | 0 | -0.000227 | -0.001141 | -0.001328 | -0.002008 | -0.001939 | -0.002468 | -0.000184 | 0.001648 | 0.004277
-0.00417 | -0.0042 | -0.003555 | -0.003122 | -0.002813 | -0.002521 | -0.002206 | -0.002101 | -0.001607 | -0.001083 | -0.001062 | -0.000989 | -0.00095 | -0.00122 | -0.001621 | -0.00147 | -0.0006 | -0.000458 | -0.000331 | 0.000121 | 0.0004 | 0 | -0.000552 | -0.001487 | -0.001907 | -0.001865 | -0.002293 | -0.002187 | -0.00065 | 0.001581 | 0.004241
-0.002862 | -0.002773 | -0.002366 | -0.002395 | -0.002227 | -0.001739 | -0.001383 | -0.001308 | -0.000781 | -0.000516 | -0.000585 | -0.0005 | -0.000245 | -0.000548 | -0.000682 | -0.000505 | -0.000635 | -0.00019 | 0.000208 | 0.000226 | 0.000369 | 0 | -0.000229 | -0.001276 | -0.001331 | -0.002079 | -0.002207 | -0.002275 | -0.000327 | 0.001712 | 0.003976
-0.002461 | -0.00269 | -0.002528 | -0.001957 | -0.002046 | -0.001711 | -0.001062 | -0.001053 | -0.000981 | -0.000673 | -0.000221 | -0.000671 | -0.000462 | -0.000505 | -0.001095 | -0.00048 | -0.00041 | -3.4e-05 | -3.4e-05 | -0.000109 | 0.000443 | 0 | -0.000159 | -0.001425 | -0.001718 | -0.001893 | -0.002053 | -0.002157 | -0.000672 | 0.001432 | 0.00378
-0.000864 | -0.001297 | -0.000868 | -0.000987 | -0.000873 | -0.00072 | -0.000437 | -0.000596 | -0.00031 | 0.000212 | 6.6e-05 | 1e-05 | -3e-06 | -0.000209 | -0.0007 | -0.00073 | -6.8e-05 | -0.000325 | 0.000142 | 0.000233 | 0.000334 | 0 | -0.00033 | -0.000914 | -0.001423 | -0.001955 | -0.001824 | -0.002078 | -0.000547 | 0.001488 | 0.00376
-0.000586 | -0.000804 | -0.000785 | -0.000725 | -0.000787 | -0.000589 | -0.000225 | 2.3e-05 | 0.000249 | 0.00025 | 0.000283 | 0.000253 | 5.4e-05 | -0.000211 | -0.000444 | -0.00038 | -0.000406 | -1.6e-05 | 0.000134 | 0.000347 | 0.0001 | 0 | -0.00016 | -0.001322 | -0.001404 | -0.001654 | -0.001924 | -0.001935 | -0.000607 | 0.001315 | 0.003851
-0.000522 | -0.001204 | -0.001093 | -0.000673 | -0.000872 | -0.000512 | -0.000405 | -0.000399 | -2e-05 | 0.000324 | 1.1e-05 | -1.8e-05 | 0.00013 | -0.000293 | -0.000517 | -0.000609 | -0.000298 | -0.00021 | -0.000216 | -2.2e-05 | 0.000291 | 0 | -0.000334 | -0.001063 | -0.001074 | -0.00154 | -0.001621 | -0.001766 | -0.000386 | 0.001409 | 0.00352
0.000271 | -0.000154 | -4.6e-05 | -0.000187 | -0.000262 | -0.000247 | 7.5e-05 | 0.000208 | 0.00023 | 0.000511 | 0.000564 | 0.000191 | 0.000107 | -0.000189 | -0.000694 | -0.000455 | -0.000249 | -0.000144 | -4.9e-05 | 0.000172 | 0.00019 | 0 | -0.000383 | -0.000908 | -0.001189 | -0.001343 | -0.001681 | -0.001471 | -0.000234 | 0.00126 | 0.003226
9e-05 | -0.000206 | -0.00033 | -0.000452 | -0.000244 | -2e-05 | 0.000262 | 0.000287 | 0.000504 | 0.000643 | 0.000629 | 0.000345 | 9.8e-05 | -7.3e-05 | -0.000501 | -0.000469 | -0.000482 | -0.000398 | -0.000276 | -5.1e-05 | 0.000289 | 0 | -0.000318 | -0.000834 | -0.000997 | -0.001213 | -0.00113 | -0.001165 | -0.000287 | 0.00099 | 0.00329
0.000559 | -0.000203 | -0.000143 | 9.8e-05 | -0.000221 | -3.3e-05 | 8.3e-05 | 0.000178 | 0.000326 | 0.000515 | 0.000435 | 6.5e-05 | 5.4e-05 | -0.000301 | -0.000578 | -0.000691 | -0.000363 | -0.000286 | -0.000244 | -2.9e-05 | 8.9e-05 | 0 | -0.000236 | -0.000746 | -0.000783 | -0.000961 | -0.00121 | -0.00112 | -4.3e-05 | 0.001114 | 0.003104
0.00045 | -6e-06 | 3.6e-05 | -9.8e-05 | -0.000151 | -9.3e-05 | 3.2e-05 | 2.9e-05 | 0.000176 | 0.000517 | 0.00035 | 0.000105 | -4.4e-05 | -0.000272 | -0.000655 | -0.000493 | -0.000479 | -0.000343 | -7.9e-05 | 4.1e-05 | 0.000134 | 0 | -5.3e-05 | -0.000519 | -0.00062 | -0.000697 | -0.000716 | -0.000649 | 5.6e-05 | 0.001463 | 0.003071
0.000384 | -6.1e-05 | -0.00028 | -0.000283 | -0.000269 | -9.9e-05 | 0.000101 | 0.00023 | 0.000422 | 0.00056 | 0.000334 | 7e-05 | -6.1e-05 | -0.000398 | -0.000772 | -0.00077 | -0.0008 | -0.000464 | -0.000492 | -0.000167 | 0.000164 | 0 | -0.00023 | -0.00066 | -0.000507 | -0.000627 | -0.000613 | -0.000675 | 7.8e-05 | 0.001031 | 0.002822
0.000265 | -0.000428 | -0.000211 | -0.000179 | -0.000323 | -0.000345 | -0.000191 | -0.000187 | -0.000135 | 0.000109 | -0.000134 | -0.000392 | -0.000522 | -0.000993 | -0.001074 | -0.00107 | -0.000849 | -0.000712 | -0.000468 | -0.000288 | -0.00016 | 0 | -4.8e-05 | -0.000557 | -0.000371 | -0.000576 | -0.000427 | -0.000274 | 4.6e-05 | 0.001078 | 0.002551
0.000526 | 0.000159 | -2.9e-05 | -0.000127 | -1.7e-05 | 6.1e-05 | 0.000275 | 0.000323 | 0.000364 | 0.000582 | 0.000436 | 0.000172 | -9e-05 | -0.000311 | -0.000571 | -0.000632 | -0.000696 | -0.00027 | -0.000294 | -8.4e-05 | 0.000161 | 0 | 0.000182 | -3.1e-05 | -0.000155 | -3.4e-05 | 0.000126 | -8.6e-05 | 0.000471 | 0.001294 | 0.002624
-0.000154 | -0.000699 | -0.000618 | -0.000401 | -0.000564 | -0.000427 | -0.000294 | -0.00027 | -8.5e-05 | 4.1e-05 | -0.000168 | -0.000476 | -0.000506 | -0.000889 | -0.001236 | -0.001227 | -0.001031 | -0.000864 | -0.000477 | -0.000241 | 6.2e-05 | 0 | -1.1e-05 | -0.000389 | -2e-06 | -2e-05 | 8.5e-05 | 0.000177 | 0.000546 | 0.001127 | 0.002333
4.8e-05 | -0.000469 | -0.000348 | -0.000515 | -0.000616 | -0.000652 | -0.000471 | -0.000474 | -0.00046 | -0.00021 | -0.000427 | -0.000713 | -0.000894 | -0.001124 | -0.001476 | -0.001461 | -0.001122 | -0.001006 | -0.000846 | -0.000474 | -0.000245 | 0 | -5e-05 | -0.00019 | -0.000207 | 1.1e-05 | 0.000246 | 0.000171 | 0.000343 | 0.000929 | 0.001966
-0.000213 | -0.000508 | -0.000676 | -0.000692 | -0.000624 | -0.000475 | -0.000367 | -0.000274 | -0.000146 | -0.000142 | -0.000279 | -0.000465 | -0.000671 | -0.000939 | -0.001189 | -0.001053 | -0.001104 | -0.000816 | -0.000507 | -0.000285 | 0.000122 | 0 | 0.000258 | 3e-05 | 0.000268 | 0.000409 | 0.000679 | 0.000656 | 0.000738 | 0.001101 | 0.002066
-0.000261 | -0.000741 | -0.000689 | -0.000523 | -0.000674 | -0.000678 | -0.000556 | -0.000576 | -0.000567 | -0.000444 | -0.000532 | -0.000834 | -0.000964 | -0.001289 | -0.001545 | -0.001461 | -0.001165 | -0.000923 | -0.000645 | -0.000411 | -0.000107 | 0 | 0.000158 | 0.000174 | 0.000453 | 0.000609 | 0.000905 | 0.000808 | 0.000774 | 0.001109 | 0.001895
-0.000343 | -0.000687 | -0.000609 | -0.000801 | -0.000794 | -0.000854 | -0.00071 | -0.000704 | -0.000679 | -0.000455 | -0.000629 | -0.000909 | -0.001129 | -0.001323 | -0.001571 | -0.001482 | -0.00145 | -0.001144 | -0.000904 | -0.000675 | -0.000295 | 0 | 0.000117 | 4e-05 | 0.00022 | 0.000545 | 0.0009 | 0.000851 | 0.000751 | 0.000857 | 0.001613
-0.00028 | -0.000551 | -0.000732 | -0.000552 | -0.000636 | -0.000495 | -0.000361 | -0.000505 | -0.000379 | -0.000351 | -0.000487 | -0.000888 | -0.000979 | -0.001227 | -0.001525 | -0.001431 | -0.00129 | -0.001039 | -0.000703 | -0.000413 | 2.1e-05 | 0 | 0.000333 | 0.00025 | 0.00062 | 0.000904 | 0.001189 | 0.001243 | 0.000995 | 0.000959 | 0.001499
-0.000894 | -0.001326 | -0.001052 | -0.000991 | -0.001171 | -0.001164 | -0.001103 | -0.001058 | -0.001037 | -0.000922 | -0.00112 | -0.001331 | -0.001462 | -0.001747 | -0.001822 | -0.001834 | -0.001602 | -0.001302 | -0.001043 | -0.000722 | -0.000423 | 0 | 0.000153 | 0.00018 | 0.000499 | 0.000816 | 0.001193 | 0.001105 | 0.000799 | 0.000746 | 0.001143
-0.001014 | -0.001114 | -0.00114 | -0.001223 | -0.001156 | -0.001092 | -0.000928 | -0.000976 | -0.000908 | -0.000747 | -0.000932 | -0.001208 | -0.00138 | -0.001533 | -0.001644 | -0.001669 | -0.001462 | -0.001213 | -0.000961 | -0.000583 | -0.000185 | 0 | 0.000268 | 0.000383 | 0.000699 | 0.001118 | 0.001472 | 0.001411 | 0.000978 | 0.000735 | 0.00103
-0.001164 | -0.001404 | -0.001327 | -0.001143 | -0.00123 | -0.001093 | -0.001074 | -0.001104 | -0.001021 | -0.001035 | -0.00118 | -0.001288 | -0.001425 | -0.00167 | -0.001882 | -0.001779 | -0.001663 | -0.001287 | -0.000959 | -0.000659 | -0.000244 | 0 | 0.000216 | 0.000385 | 0.000689 | 0.001126 | 0.001596 | 0.001551 | 0.001061 | 0.000729 | 0.000949
-0.00132 | -0.001529 | -0.001273 | -0.00125 | -0.001334 | -0.001384 | -0.001227 | -0.001245 | -0.00123 | -0.001121 | -0.00129 | -0.001529 | -0.001659 | -0.001765 | -0.001931 | -0.001848 | -0.001615 | -0.001325 | -0.001046 | -0.000687 | -0.00038 | 0 | 0.000301 | 0.00037 | 0.000893 | 0.001227 | 0.001699 | 0.001561 | 0.00102 | 0.000553 | 0.0007
-0.001285 | -0.001253 | -0.001264 | -0.001255 | -0.001134 | -0.001037 | -0.000977 | -0.000961 | -0.000987 | -0.000827 | -0.001 | -0.001256 | -0.00132 | -0.00148 | -0.001594 | -0.001574 | -0.001448 | -0.001177 | -0.000905 | -0.000616 | -0.000217 | 0 | 0.000319 | 0.000555 | 0.000953 | 0.001378 | 0.001782 | 0.001797 | 0.001068 | 0.00063 | 0.000493
-0.001502 | -0.001593 | -0.001397 | -0.001171 | -0.001261 | -0.00116 | -0.001113 | -0.00116 | -0.001027 | -0.001114 | -0.001153 | -0.001279 | -0.001288 | -0.001545 | -0.001704 | -0.001594 | -0.001377 | -0.001108 | -0.000901 | -0.000619 | -0.000259 | 0 | 0.000336 | 0.000461 | 0.000896 | 0.00132 | 0.001887 | 0.001744 | 0.001039 | 0.000484 | 0.000304
-0.001308 | -0.00131 | -0.001038 | -0.00103 | -0.001029 | -0.001062 | -0.000933 | -0.00099 | -0.000986 | -0.000835 | -0.000963 | -0.00111 | -0.001156 | -0.001309 | -0.001454 | -0.001392 | -0.001255 | -0.001019 | -0.000846 | -0.000616 | -0.00026 | 0 | 0.000302 | 0.000493 | 0.00087 | 0.001376 | 0.001857 | 0.00177 | 0.000995 | 0.000292 | 4.1e-05
-0.001429 | -0.001287 | -0.001176 | -0.000977 | -0.000952 | -0.000806 | -0.000736 | -0.000731 | -0.000669 | -0.000639 | -0.000728 | -0.000919 | -0.000989 | -0.001071 | -0.001257 | -0.001168 | -0.001131 | -0.000906 | -0.000704 | -0.000541 | -0.000141 | 0 | 0.000385 | 0.000592 | 0.000981 | 0.001448 | 0.001951 | 0.001882 | 0.001035 | 0.000316 | -5.8e-05
-0.004005 | -0.004175 | -0.003968 | -0.003854 | -0.003794 | -0.003701 | -0.003621 | -0.003485 | -0.003429 | -0.003345 | -0.003349 | -0.003428 | -0.003454 | -0.0034 | -0.003398 | -0.003193 | -0.00282 | -0.00233 | -0.001796 | -0.001219 | -0.000544 | 0 | 0.000521 | 0.000877 | 0.001457 | 0.001963 | 0.002605 | 0.002614 | 0.00175 | 0.000949 | 0.000391
-0.004873 | -0.004842 | -0.004536 | -0.004369 | -0.004252 | -0.004132 | -0.003904 | -0.003876 | -0.003724 | -0.003595 | -0.003678 | -0.003702 | -0.003642 | -0.00361 | -0.003557 | -0.003306 | -0.002982 | -0.002461 | -0.001847 | -0.001231 | -0.00057 | 0 | 0.000591 | 0.000976 | 0.001566 | 0.00217 | 0.002797 | 0.002723 | 0.001824 | 0.000923 | 0.000378
-0.005163 | -0.00519 | -0.00511 | -0.004942 | -0.004853 | -0.004744 | -0.004593 | -0.00451 | -0.004343 | -0.004177 | -0.004083 | -0.004203 | -0.004162 | -0.004093 | -0.003967 | -0.003705 | -0.003225 | -0.002676 | -0.002055 | -0.001442 | -0.000643 | 0 | 0.000617 | 0.001056 | 0.001746 | 0.002368 | 0.003081 | 0.003094 | 0.002189 | 0.001212 | 0.000459
-0.00549 | -0.005487 | -0.005202 | -0.00504 | -0.004967 | -0.004837 | -0.004691 | -0.004602 | -0.004409 | -0.004226 | -0.004132 | -0.004149 | -0.004047 | -0.003926 | -0.003793 | -0.003484 | -0.003111 | -0.002556 | -0.001934 | -0.001321 | -0.00065 | 0 | 0.000626 | 0.001096 | 0.00171 | 0.002364 | 0.003007 | 0.002929 | 0.001953 | 0.000905 | 0.000172
-0.005836 | -0.005716 | -0.00544 | -0.00524 | -0.0051 | -0.005009 | -0.00483 | -0.004736 | -0.004573 | -0.004403 | -0.00441 | -0.004411 | -0.0043 | -0.004114 | -0.003994 | -0.003688 | -0.003255 | -0.002713 | -0.00207 | -0.001365 | -0.000656 | 0 | 0.000657 | 0.00127 | 0.001869 | 0.002559 | 0.003258 | 0.0032 | 0.002244 | 0.001192 | 0.000366
-0.006463 | -0.006324 | -0.006017 | -0.005712 | -0.005507 | -0.005336 | -0.005207 | -0.005096 | -0.004966 | -0.004813 | -0.004725 | -0.004658 | -0.004507 | -0.004412 | -0.004223 | -0.003883 | -0.003396 | -0.002805 | -0.002155 | -0.001432 | -0.00069 | 0 | 0.000683 | 0.00121 | 0.001874 | 0.002546 | 0.003212 | 0.003205 | 0.002086 | 0.001001 | 5.4e-05
-0.006745 | -0.006487 | -0.006146 | -0.005922 | -0.005785 | -0.005671 | -0.005466 | -0.005377 | -0.005202 | -0.004962 | -0.004779 | -0.00472 | -0.00458 | -0.004397 | -0.004162 | -0.003833 | -0.003387 | -0.002785 | -0.002129 | -0.001434 | -0.00062 | 0 | 0.000781 | 0.001372 | 0.002023 | 0.002747 | 0.003463 | 0.003406 | 0.002303 | 0.001165 | 0.000202
-0.007114 | -0.006874 | -0.00644 | -0.006191 | -0.006035 | -0.005875 | -0.00555 | -0.00546 | -0.005351 | -0.005257 | -0.00523 | -0.005166 | -0.004993 | -0.004582 | -0.004338 | -0.004028 | -0.003517 | -0.002871 | -0.002192 | -0.001523 | -0.000737 | 0 | 0.000749 | 0.001427 | 0.002172 | 0.002882 | 0.003612 | 0.003602 | 0.002501 | 0.001257 | 0.000254
-0.007456 | -0.00715 | -0.006693 | -0.006435 | -0.006243 | -0.006089 | -0.005886 | -0.005738 | -0.005564 | -0.005393 | -0.005231 | -0.00518 | -0.004993 | -0.004883 | -0.004452 | -0.004106 | -0.003604 | -0.002957 | -0.002281 | -0.001502 | -0.000742 | 0 | 0.000788 | 0.00134 | 0.002234 | 0.002942 | 0.003686 | 0.003594 | 0.002443 | 0.001192 | 0.000121
-0.007829 | -0.007393 | -0.007018 | -0.006684 | -0.006495 | -0.006258 | -0.006081 | -0.006008 | -0.005824 | -0.005605 | -0.005493 | -0.005286 | -0.004961 | -0.004726 | -0.004708 | -0.004288 | -0.003739 | -0.003127 | -0.00237 | -0.001721 | -0.000793 | 0 | 0.000805 | 0.00149 | 0.002149 | 0.002908 | 0.003695 | 0.003646 | 0.002488 | 0.001232 | 0.000112
-0.008054 | -0.007682 | -0.007182 | -0.00685 | -0.00665 | -0.006461 | -0.006194 | -0.005985 | -0.005793 | -0.005637 | -0.005472 | -0.005429 | -0.005285 | -0.005022 | -0.004751 | -0.00433 | -0.003728 | -0.003082 | -0.002339 | -0.001604 | -0.000819 | 0 | 0.000859 | 0.001527 | 0.002336 | 0.003094 | 0.00387 | 0.003828 | 0.002655 | 0.001359 | 0.000179
-0.008416 | -0.00781 | -0.00733 | -0.007003 | -0.00675 | -0.006593 | -0.00639 | -0.006338 | -0.006152 | -0.005969 | -0.005772 | -0.005678 | -0.00537 | -0.00509 | -0.004813 | -0.004406 | -0.003836 | -0.003175 | -0.002419 | -0.001649 | -0.000731 | 0 | 0.000824 | 0.001505 | 0.00226 | 0.003024 | 0.003768 | 0.003728 | 0.002524 | 0.001251 | -2.3e-05
-0.008513 | -0.008087 | -0.007608 | -0.007155 | -0.00698 | -0.006762 | -0.006584 | -0.006459 | -0.006282 | -0.006117 | -0.005982 | -0.005852 | -0.005591 | -0.005284 | -0.004995 | -0.004574 | -0.003911 | -0.003195 | -0.002405 | -0.001683 | -0.000844 | 0 | 0.00085 | 0.001572 | 0.002318 | 0.003147 | 0.0039 | 0.003862 | 0.002645 | 0.001274 | 6.7e-05
-0.008721 | -0.00814 | -0.007567 | -0.00724 | -0.00697 | -0.006811 | -0.006584 | -0.006456 | -0.006275 | -0.006057 | -0.005926 | -0.005702 | -0.005481 | -0.005179 | -0.004923 | -0.004423 | -0.003908 | -0.0032 | -0.002428 | -0.001668 | -0.00082 | 0 | 0.000979 | 0.001618 | 0.002402 | 0.003154 | 0.003983 | 0.003889 | 0.002712 | 0.001311 | 6.9e-05
-0.00926 | -0.008666 | -0.008249 | -0.00785 | -0.007612 | -0.007402 | -0.007157 | -0.007059 | -0.006867 | -0.006668 | -0.006494 | -0.006409 | -0.006032 | -0.005711 | -0.005294 | -0.004795 | -0.004184 | -0.003411 | -0.002569 | -0.001752 | -0.000766 | 0 | 0.000909 | 0.001706 | 0.002544 | 0.003355 | 0.004171 | 0.004132 | 0.002912 | 0.001493 | 0.000194
-0.009399 | -0.008708 | -0.008025 | -0.007473 | -0.007232 | -0.006978 | -0.006781 | -0.006588 | -0.006417 | -0.006187 | -0.005956 | -0.005733 | -0.005436 | -0.005163 | -0.004905 | -0.004484 | -0.003767 | -0.003096 | -0.002371 | -0.001665 | -0.00078 | 0 | 0.000956 | 0.001617 | 0.002436 | 0.003209 | 0.003973 | 0.003911 | 0.002735 | 0.001252 | -6e-05
-0.009106 | -0.008417 | -0.007916 | -0.007623 | -0.007399 | -0.007198 | -0.006944 | -0.006791 | -0.006632 | -0.006409 | -0.00621 | -0.006075 | -0.005743 | -0.005345 | -0.005006 | -0.004535 | -0.003972 | -0.003209 | -0.002428 | -0.001675 | -0.000846 | 0 | 0.000881 | 0.00161 | 0.002383 | 0.003197 | 0.003971 | 0.003882 | 0.002721 | 0.001198 | -0.00011
-0.009086 | -0.008455 | -0.008002 | -0.007494 | -0.007284 | -0.007038 | -0.006821 | -0.006752 | -0.006587 | -0.006396 | -0.006282 | -0.006157 | -0.00581 | -0.005521 | -0.005179 | -0.004719 | -0.004064 | -0.00332 | -0.002503 | -0.001741 | -0.000789 | 0 | 0.000864 | 0.001645 | 0.002477 | 0.003249 | 0.004009 | 0.004006 | 0.002746 | 0.001307 | -4.7e-05
-0.009247 | -0.00858 | -0.007885 | -0.007492 | -0.00728 | -0.007105 | -0.006961 | -0.006794 | -0.00669 | -0.00649 | -0.006223 | -0.006055 | -0.005766 | -0.00545 | -0.005134 | -0.004646 | -0.003947 | -0.003189 | -0.002436 | -0.001711 | -0.000883 | 0 | 0.00087 | 0.001575 | 0.002388 | 0.003142 | 0.00391 | 0.003798 | 0.002649 | 0.001116 | -0.000316
-0.009269 | -0.008484 | -0.007968 | -0.007599 | -0.00727 | -0.007086 | -0.006826 | -0.006769 | -0.00652 | -0.006301 | -0.006259 | -0.006023 | -0.005722 | -0.005354 | -0.005016 | -0.004515 | -0.003993 | -0.003183 | -0.002367 | -0.001635 | -0.000779 | 0 | 0.000956 | 0.001626 | 0.002405 | 0.003208 | 0.003929 | 0.003829 | 0.002603 | 0.001119 | -0.00025
-0.009207 | -0.008547 | -0.007992 | -0.007409 | -0.007224 | -0.007032 | -0.006823 | -0.006731 | -0.006626 | -0.006437 | -0.006253 | -0.006123 | -0.005752 | -0.005464 | -0.005155 | -0.004709 | -0.003951 | -0.003224 | -0.0024 | -0.001736 | -0.000756 | 0 | 0.000846 | 0.001548 | 0.002444 | 0.003171 | 0.003956 | 0.00387 | 0.00256 | 0.001127 | -0.000318
-0.009274 | -0.008522 | -0.007784 | -0.007469 | -0.00719 | -0.007021 | -0.006926 | -0.006744 | -0.0066 | -0.006368 | -0.006241 | -0.005979 | -0.00569 | -0.005291 | -0.004964 | -0.00449 | -0.003764 | -0.00303 | -0.002395 | -0.00158 | -0.000836 | 0 | 0.00092 | 0.001654 | 0.00236 | 0.003172 | 0.003858 | 0.003726 | 0.0025 | 0.00098 | -0.000442
-0.009302 | -0.008435 | -0.007975 | -0.007497 | -0.00722 | -0.006982 | -0.006623 | -0.006656 | -0.006389 | -0.006225 | -0.006073 | -0.00591 | -0.005516 | -0.005218 | -0.004866 | -0.004364 | -0.003817 | -0.003137 | -0.002296 | -0.001591 | -0.00071 | 0 | 0.000946 | 0.001531 | 0.002351 | 0.003143 | 0.00392 | 0.003817 | 0.00252 | 0.001015 | -0.000373
-0.009143 | -0.008438 | -0.007709 | -0.007174 | -0.006979 | -0.00676 | -0.006699 | -0.006569 | -0.006449 | -0.00626 | -0.006049 | -0.005907 | -0.005513 | -0.005242 | -0.005031 | -0.004487 | -0.003716 | -0.002931 | -0.002283 | -0.00162 | -0.000841 | 0 | 0.000874 | 0.001455 | 0.00232 | 0.002948 | 0.003675 | 0.003532 | 0.00227 | 0.000857 | -0.000659
-0.009331 | -0.008394 | -0.007666 | -0.007331 | -0.007022 | -0.006814 | -0.006627 | -0.006437 | -0.006263 | -0.006009 | -0.005832 | -0.005565 | -0.005268 | -0.004906 | -0.004592 | -0.004145 | -0.00346 | -0.002832 | -0.0022 | -0.001536 | -0.000826 | 0 | 0.000814 | 0.00147 | 0.002145 | 0.002948 | 0.003657 | 0.00351 | 0.002271 | 0.000687 | -0.000751
-0.008929 | -0.008067 | -0.007594 | -0.007017 | -0.006786 | -0.006472 | -0.006147 | -0.006199 | -0.005936 | -0.005814 | -0.005694 | -0.005561 | -0.005085 | -0.004804 | -0.004538 | -0.003981 | -0.003471 | -0.002829 | -0.002135 | -0.001507 | -0.000641 | 0 | 0.000736 | 0.001342 | 0.002189 | 0.00289 | 0.003625 | 0.003457 | 0.002111 | 0.000619 | -0.000792
-0.008825 | -0.008043 | -0.007139 | -0.006662 | -0.00648 | -0.006328 | -0.006274 | -0.00604 | -0.005897 | -0.005699 | -0.005474 | -0.005236 | -0.004889 | -0.004716 | -0.004404 | -0.003913 | -0.003183 | -0.00256 | -0.002017 | -0.001445 | -0.00071 | 0 | 0.000844 | 0.001413 | 0.002078 | 0.002681 | 0.003376 | 0.003268 | 0.002081 | 0.000472 | -0.001049
-0.008749 | -0.007685 | -0.007143 | -0.006735 | -0.006384 | -0.0061 | -0.005859 | -0.005736 | -0.005578 | -0.005257 | -0.005094 | -0.004918 | -0.004606 | -0.004151 | -0.003892 | -0.003468 | -0.003115 | -0.002415 | -0.00186 | -0.001325 | -0.000677 | 0 | 0.000809 | 0.00135 | 0.00195 | 0.002728 | 0.003375 | 0.003129 | 0.001975 | 0.000291 | -0.001123
-0.008367 | -0.007598 | -0.006922 | -0.006265 | -0.006071 | -0.00585 | -0.005543 | -0.005533 | -0.005356 | -0.005206 | -0.005059 | -0.004875 | -0.004458 | -0.004156 | -0.003961 | -0.003651 | -0.00297 | -0.002391 | -0.001858 | -0.001334 | -0.0005 | 0 | 0.000716 | 0.001233 | 0.001985 | 0.002652 | 0.00329 | 0.003125 | 0.001859 | 0.000339 | -0.001128
-0.00826 | -0.007363 | -0.006501 | -0.006172 | -0.005911 | -0.005745 | -0.005583 | -0.005444 | -0.005288 | -0.004998 | -0.004824 | -0.004581 | -0.00431 | -0.004007 | -0.003683 | -0.003431 | -0.002728 | -0.002187 | -0.001697 | -0.00128 | -0.000754 | 0 | 0.00075 | 0.001232 | 0.001937 | 0.002554 | 0.003192 | 0.00291 | 0.001704 | 0.000125 | -0.001373
-0.008406 | -0.0074 | -0.006914 | -0.006369 | -0.006027 | -0.005655 | -0.005486 | -0.005456 | -0.005206 | -0.004964 | -0.004743 | -0.004597 | -0.004209 | -0.003888 | -0.003574 | -0.003141 | -0.002829 | -0.002253 | -0.001691 | -0.001148 | -0.000449 | 0 | 0.00086 | 0.00117 | 0.001893 | 0.002645 | 0.003327 | 0.002995 | 0.001779 | 0.000288 | -0.001218
-0.008359 | -0.00754 | -0.006713 | -0.006117 | -0.005975 | -0.00587 | -0.005607 | -0.00562 | -0.005401 | -0.005165 | -0.004963 | -0.004821 | -0.004262 | -0.004081 | -0.003961 | -0.003555 | -0.002849 | -0.00225 | -0.00173 | -0.001253 | -0.000635 | 0 | 0.000691 | 0.00118 | 0.001883 | 0.00257 | 0.003218 | 0.00302 | 0.001784 | 0.000222 | -0.001368
-0.008627 | -0.00758 | -0.006792 | -0.006492 | -0.006194 | -0.005785 | -0.005732 | -0.005578 | -0.005453 | -0.005046 | -0.004831 | -0.004673 | -0.004342 | -0.003935 | -0.003706 | -0.003334 | -0.00281 | -0.002209 | -0.001916 | -0.001373 | -0.000775 | 0 | 0.000694 | 0.001203 | 0.001903 | 0.002474 | 0.003324 | 0.003009 | 0.001775 | 0.000125 | -0.001417
-0.009117 | -0.008133 | -0.00758 | -0.006931 | -0.006602 | -0.006271 | -0.005965 | -0.005832 | -0.005648 | -0.005536 | -0.005276 | -0.005054 | -0.004544 | -0.004234 | -0.004019 | -0.003534 | -0.003085 | -0.002524 | -0.001865 | -0.001372 | -0.000704 | 0 | 0.000603 | 0.001204 | 0.001885 | 0.002661 | 0.003321 | 0.003073 | 0.001785 | 0.00031 | -0.001185
-0.009003 | -0.008118 | -0.007144 | -0.006559 | -0.006408 | -0.006345 | -0.006069 | -0.006054 | -0.005814 | -0.005477 | -0.005374 | -0.005103 | -0.00477 | -0.00432 | -0.004224 | -0.00376 | -0.003036 | -0.002594 | -0.001951 | -0.001413 | -0.000755 | 0 | 0.00077 | 0.00118 | 0.001905 | 0.002461 | 0.003199 | 0.002943 | 0.001747 | 0.000239 | -0.00127
-0.009164 | -0.008008 | -0.007389 | -0.007031 | -0.006645 | -0.006303 | -0.006128 | -0.006057 | -0.005783 | -0.005591 | -0.005328 | -0.005119 | -0.004713 | -0.004343 | -0.004122 | -0.003646 | -0.003252 | -0.002344 | -0.001987 | -0.001498 | -0.000679 | 0 | 0.000805 | 0.001284 | 0.001917 | 0.002648 | 0.003432 | 0.003062 | 0.001836 | 0.000367 | -0.001227
-0.009091 | -0.008295 | -0.00756 | -0.006723 | -0.006632 | -0.006161 | -0.005893 | -0.005906 | -0.005833 | -0.005543 | -0.005374 | -0.005252 | -0.004706 | -0.004414 | -0.004163 | -0.003798 | -0.003117 | -0.002448 | -0.002024 | -0.001266 | -0.000598 | 0 | 0.000818 | 0.001031 | 0.002035 | 0.002785 | 0.003391 | 0.003137 | 0.001895 | 0.000309 | -0.001047