## Moorings
Mooring OOIBARCODE | Ref Des | Serial Number | Deployment Number | Anchor Launch Date | Anchor Launch Time | Recover Date | Latitude | Longitude | Water Depth | Cruise Number | Notes
| CE09OSSM | CE09OSSM-00004 | 4 | 2016-09-20 | 1:26 |  | 46.8508 | -124.9718 | 542 | AT37-03 |  | 46.8508 | -124.9718

## Asset_Cal_Info
Ref Des | Mooring OOIBARCODE | Mooring Serial Number | Deployment Number | Sensor OOIBARCODE | Sensor Serial Number | Calibration Cofficient Name | Calibration Cofficient Value | Notes
CE09OSSM-SBD11-02-HYDGN0000 |  | CE09OSSM-00004 | 4 |  | M2A49842 | No Calibration Coefficient
CE09OSSM-SBD12-03-HYDGN0000 |  | CE09OSSM-00004 | 4 |  | M2A49845 | No Calibration Coefficient
CE09OSSM-SBD11-06-METBKA000 |  | CE09OSSM-00004 | 4 |  | LGR014 | CC_lat | 46.8508
CE09OSSM-SBD11-06-METBKA000 |  | CE09OSSM-00004 | 4 |  | LGR014 | CC_lon | -124.9718
CE09OSSM-SBD11-06-METBKA000 |  | CE09OSSM-00004 | 4 |  | LGR014 | CC_depth_of_conductivity_and_temperature_measurements_m | 1.168 | [m]
CE09OSSM-SBD11-06-METBKA000 |  | CE09OSSM-00004 | 4 |  | LGR014 | CC_height_of_air_humidity_measurement_m | 4.039 | [m]
CE09OSSM-SBD11-06-METBKA000 |  | CE09OSSM-00004 | 4 |  | LGR014 | CC_height_of_air_temperature_measurement_m | 4.039 | [m]
CE09OSSM-SBD11-06-METBKA000 |  | CE09OSSM-00004 | 4 |  | LGR014 | CC_height_of_windspeed_sensor_above_sealevel_m | 4.564 | [m]
CE09OSSM-SBD11-06-METBKA000 |  | CE09OSSM-00004 | 4 |  | LGR014 | CC_jcool | 1 | Constant.
CE09OSSM-SBD11-06-METBKA000 |  | CE09OSSM-00004 | 4 |  | LGR014 | CC_jwarm | 1 | Constant.
CE09OSSM-SBD11-06-METBKA000 |  | CE09OSSM-00004 | 4 |  | LGR014 | CC_zinvpbl | 600 | Constant.
CE09OSSM-SBD11-01-MOPAK0000 |  | CE09OSSM-00004 | 4 |  | 6223-4220-11851 | No Calibration Coefficient
CE09OSSM-SBD12-04-PCO2AA000 |  | CE09OSSM-00004 | 4 |  | 35-258-50A | No Calibration Coefficient
CE09OSSM-SBD11-04-VELPTA000 |  | CE09OSSM-00004 | 4 |  | 12712 | CC_lat | 46.8508
CE09OSSM-SBD11-04-VELPTA000 |  | CE09OSSM-00004 | 4 |  | 12712 | CC_lon | -124.9718
CE09OSSM-SBD12-05-WAVSSA000 |  | CE09OSSM-00004 | 4 |  | TAS05281 | CC_lat | 46.8508
CE09OSSM-SBD12-05-WAVSSA000 |  | CE09OSSM-00004 | 4 |  | TAS05281 | CC_lon | -124.9718
CE09OSSM-RID26-01-ADCPTC000 |  | CE09OSSM-00004 | 4 |  | 19002 | CC_depth | 7000 | NOT NEEDED FOR ENDURANCE
CE09OSSM-RID26-01-ADCPTC000 |  | CE09OSSM-00004 | 4 |  | 19002 | CC_lat | 46.8508
CE09OSSM-RID26-01-ADCPTC000 |  | CE09OSSM-00004 | 4 |  | 19002 | CC_lon | -124.9718
CE09OSSM-RID26-01-ADCPTC000 |  | CE09OSSM-00004 | 4 |  | 19002 | CC_scale_factor1 | 0.45
CE09OSSM-RID26-01-ADCPTC000 |  | CE09OSSM-00004 | 4 |  | 19002 | CC_scale_factor2 | 0.45
CE09OSSM-RID26-01-ADCPTC000 |  | CE09OSSM-00004 | 4 |  | 19002 | CC_scale_factor3 | 0.45
CE09OSSM-RID26-01-ADCPTC000 |  | CE09OSSM-00004 | 4 |  | 19002 | CC_scale_factor4 | 0.45
CE09OSSM-RID27-03-CTDBPC000 |  | CE09OSSM-00004 | 4 |  | 16-50015 | CC_lat | 46.8508
CE09OSSM-RID27-03-CTDBPC000 |  | CE09OSSM-00004 | 4 |  | 16-50015 | CC_lon | -124.9718
CE09OSSM-RID27-03-CTDBPC000 |  | CE09OSSM-00004 | 4 |  | 16-50015 | CC_a0 | 0.0012535
CE09OSSM-RID27-03-CTDBPC000 |  | CE09OSSM-00004 | 4 |  | 16-50015 | CC_a1 | 0.00027576
CE09OSSM-RID27-03-CTDBPC000 |  | CE09OSSM-00004 | 4 |  | 16-50015 | CC_a2 | -1.3486e-06
CE09OSSM-RID27-03-CTDBPC000 |  | CE09OSSM-00004 | 4 |  | 16-50015 | CC_a3 | 1.9181e-07
CE09OSSM-RID27-03-CTDBPC000 |  | CE09OSSM-00004 | 4 |  | 16-50015 | CC_ptempa0 | -58.6391
CE09OSSM-RID27-03-CTDBPC000 |  | CE09OSSM-00004 | 4 |  | 16-50015 | CC_ptempa1 | 54.6699
CE09OSSM-RID27-03-CTDBPC000 |  | CE09OSSM-00004 | 4 |  | 16-50015 | CC_ptempa2 | -0.63708
CE09OSSM-RID27-03-CTDBPC000 |  | CE09OSSM-00004 | 4 |  | 16-50015 | CC_ptca0 | 524892.774
CE09OSSM-RID27-03-CTDBPC000 |  | CE09OSSM-00004 | 4 |  | 16-50015 | CC_ptca1 | -21.9534
CE09OSSM-RID27-03-CTDBPC000 |  | CE09OSSM-00004 | 4 |  | 16-50015 | CC_ptca2 | 1.4142
CE09OSSM-RID27-03-CTDBPC000 |  | CE09OSSM-00004 | 4 |  | 16-50015 | CC_ptcb0 | 25.0276
CE09OSSM-RID27-03-CTDBPC000 |  | CE09OSSM-00004 | 4 |  | 16-50015 | CC_ptcb1 | -0.000675
CE09OSSM-RID27-03-CTDBPC000 |  | CE09OSSM-00004 | 4 |  | 16-50015 | CC_ptcb2 | 0
CE09OSSM-RID27-03-CTDBPC000 |  | CE09OSSM-00004 | 4 |  | 16-50015 | CC_pa0 | 0.12719
CE09OSSM-RID27-03-CTDBPC000 |  | CE09OSSM-00004 | 4 |  | 16-50015 | CC_pa1 | 0.00048915
CE09OSSM-RID27-03-CTDBPC000 |  | CE09OSSM-00004 | 4 |  | 16-50015 | CC_pa2 | -7.4595e-12
CE09OSSM-RID27-03-CTDBPC000 |  | CE09OSSM-00004 | 4 |  | 16-50015 | CC_g | -0.99159
CE09OSSM-RID27-03-CTDBPC000 |  | CE09OSSM-00004 | 4 |  | 16-50015 | CC_h | 0.1391
CE09OSSM-RID27-03-CTDBPC000 |  | CE09OSSM-00004 | 4 |  | 16-50015 | CC_i | -0.00028678
CE09OSSM-RID27-03-CTDBPC000 |  | CE09OSSM-00004 | 4 |  | 16-50015 | CC_j | 4.0122e-05
CE09OSSM-RID27-03-CTDBPC000 |  | CE09OSSM-00004 | 4 |  | 16-50015 | CC_cpcor | -9.57e-08
CE09OSSM-RID27-03-CTDBPC000 |  | CE09OSSM-00004 | 4 |  | 16-50015 | CC_ctcor | 3.25e-06
CE09OSSM-RID27-04-DOSTAD000 |  | CE09OSSM-00004 | 4 |  | 484 | CC_lat | 46.8508
CE09OSSM-RID27-04-DOSTAD000 |  | CE09OSSM-00004 | 4 |  | 484 | CC_lon | -124.9718
CE09OSSM-RID27-04-DOSTAD000 |  | CE09OSSM-00004 | 4 |  | 484 | CC_csv | [2.658930E-03, 1.145849E-04, 2.309121E-06, 2.270605E+02, -3.152943E-01, -6.123052E+01, 4.541668E+00]
CE09OSSM-RID27-04-DOSTAD000 |  | CE09OSSM-00004 | 4 |  | 484 | CC_conc_coef | [0.0, 1.0] | [offset, slope]
CE09OSSM-RID27-02-FLORTD000 |  | CE09OSSM-00004 | 4 |  | 1291 | CC_dark_counts_volume_scatter | 50
CE09OSSM-RID27-02-FLORTD000 |  | CE09OSSM-00004 | 4 |  | 1291 | CC_scale_factor_volume_scatter | 1.91e-06
CE09OSSM-RID27-02-FLORTD000 |  | CE09OSSM-00004 | 4 |  | 1291 | CC_dark_counts_chlorophyll_a | 52
CE09OSSM-RID27-02-FLORTD000 |  | CE09OSSM-00004 | 4 |  | 1291 | CC_scale_factor_chlorophyll_a | 0.0124
CE09OSSM-RID27-02-FLORTD000 |  | CE09OSSM-00004 | 4 |  | 1291 | CC_dark_counts_cdom | 47
CE09OSSM-RID27-02-FLORTD000 |  | CE09OSSM-00004 | 4 |  | 1291 | CC_scale_factor_cdom | 0.0912
CE09OSSM-RID27-02-FLORTD000 |  | CE09OSSM-00004 | 4 |  | 1291 | CC_scattering_angle | 124 | Constant
CE09OSSM-RID27-02-FLORTD000 |  | CE09OSSM-00004 | 4 |  | 1291 | CC_measurement_wavelength | 700 | Constant
CE09OSSM-RID27-02-FLORTD000 |  | CE09OSSM-00004 | 4 |  | 1291 | CC_angular_resolution | 1.076 | Constant
CE09OSSM-RID27-02-FLORTD000 |  | CE09OSSM-00004 | 4 |  | 1291 | CC_depolarization_ratio | 0.039 | Constant
CE09OSSM-RID26-07-NUTNRB000 |  | CE09OSSM-00004 | 4 |  | 256 | CC_lower_wavelength_limit_for_spectra_fit | 217 | Constant
CE09OSSM-RID26-07-NUTNRB000 |  | CE09OSSM-00004 | 4 |  | 256 | CC_upper_wavelength_limit_for_spectra_fit | 240 | Constant
CE09OSSM-RID26-07-NUTNRB000 |  | CE09OSSM-00004 | 4 |  | 256 | CC_cal_temp | 20.01
CE09OSSM-RID26-07-NUTNRB000 |  | CE09OSSM-00004 | 4 |  | 256 | CC_wl | [191.08, 191.87, 192.65, 193.43, 194.22, 195.00, 195.79, 196.57, 197.36, 198.14, 198.93, 199.71, 200.50, 201.28, 202.07, 202.86, 203.64, 204.43, 205.22, 206.01, 206.79, 207.58, 208.37, 209.16, 209.95, 210.74, 211.53, 212.32, 213.11, 213.90, 214.69, 215.48, 216.27, 217.06, 217.85, 218.64, 219.43, 220.22, 221.02, 221.81, 222.60, 223.39, 224.19, 224.98, 225.77, 226.57, 227.36, 228.15, 228.95, 229.74, 230.54, 231.33, 232.13, 232.92, 233.72, 234.51, 235.31, 236.10, 236.90, 237.69, 238.49, 239.29, 240.08, 240.88, 241.68, 242.47, 243.27, 244.07, 244.87, 245.66, 246.46, 247.26, 248.06, 248.86, 249.65, 250.45, 251.25, 252.05, 252.85, 253.65, 254.45, 255.25, 256.05, 256.85, 257.65, 258.45, 259.25, 260.05, 260.85, 261.65, 262.45, 263.25, 264.05, 264.85, 265.65, 266.45, 267.25, 268.06, 268.86, 269.66, 270.46, 271.26, 272.06, 272.87, 273.67, 274.47, 275.27, 276.07, 276.88, 277.68, 278.48, 279.28, 280.09, 280.89, 281.69, 282.49, 283.30, 284.10, 284.90, 285.71, 286.51, 287.31, 288.12, 288.92, 289.72, 290.53, 291.33, 292.13, 292.94, 293.74, 294.55, 295.35, 296.15, 296.96, 297.76, 298.57, 299.37, 300.17, 300.98, 301.78, 302.59, 303.39, 304.19, 305.00, 305.80, 306.61, 307.41, 308.22, 309.02, 309.82, 310.63, 311.43, 312.24, 313.04, 313.85, 314.65, 315.45, 316.26, 317.06, 317.87, 318.67, 319.48, 320.28, 321.08, 321.89, 322.69, 323.50, 324.30, 325.10, 325.91, 326.71, 327.52, 328.32, 329.13, 329.93, 330.73, 331.54, 332.34, 333.14, 333.95, 334.75, 335.56, 336.36, 337.16, 337.97, 338.77, 339.57, 340.38, 341.18, 341.98, 342.79, 343.59, 344.39, 345.20, 346.00, 346.80, 347.60, 348.41, 349.21, 350.01, 350.82, 351.62, 352.42, 353.22, 354.02, 354.83, 355.63, 356.43, 357.23, 358.03, 358.83, 359.64, 360.44, 361.24, 362.04, 362.84, 363.64, 364.44, 365.24, 366.04, 366.84, 367.64, 368.45, 369.25, 370.05, 370.85, 371.64, 372.44, 373.24, 374.04, 374.84, 375.64, 376.44, 377.24, 378.04, 378.84, 379.63, 380.43, 381.23, 382.03, 382.83, 383.62, 384.42, 385.22, 386.02, 386.81, 387.61, 388.41, 389.20, 390.00, 390.80, 391.59, 392.39, 393.18, 393.98, 394.77]
CE09OSSM-RID26-07-NUTNRB000 |  | CE09OSSM-00004 | 4 |  | 256 | CC_eno3 | [0.00341541, 0.01838021, -0.00044887, -0.00103180, -0.01091885, -0.00043651, -0.00043235, -0.00042825, 0.00952441, -0.00041999, -0.00041583, -0.00041173, 0.00324563, 0.00679816, 0.00050599, -0.00291191, -0.00461961, 0.00196985, -0.00260627, -0.00037858, 0.00184146, 0.00455321, 0.00549619, 0.00638122, 0.00621581, 0.00674723, 0.00665470, 0.00628498, 0.00603206, 0.00569634, 0.00538628, 0.00510757, 0.00478642, 0.00443460, 0.00415573, 0.00383810, 0.00354209, 0.00323998, 0.00296082, 0.00266885, 0.00239930, 0.00215127, 0.00191408, 0.00168213, 0.00147108, 0.00127411, 0.00112806, 0.00095495, 0.00080785, 0.00068979, 0.00057262, 0.00048958, 0.00039979, 0.00032911, 0.00026380, 0.00022149, 0.00016917, 0.00014014, 0.00010978, 0.00008366, 0.00006277, 0.00003759, 0.00002885, 0.00002155, 0.00000892, -0.00000290, -0.00000903, -0.00000397, -0.00000446, -0.00001005, -0.00000647, -0.00000978, -0.00000663, -0.00000932, -0.00001223, -0.00000411, -0.00000025, -0.00000440, -0.00000804, -0.00001036, -0.00000899, -0.00000421, 0.00000255, 0.00000116, 0.00003137, 0.00001831, 0.00000247, 0.00001084, 0.00003848, 0.00003251, 0.00003045, 0.00004311, 0.00005700, 0.00005095, 0.00005012, 0.00004533, 0.00005482, 0.00005767, 0.00006742, 0.00006402, 0.00007101, 0.00010004, 0.00009211, 0.00009091, 0.00008692, 0.00009686, 0.00010000, 0.00009906, 0.00010809, 0.00011345, 0.00011212, 0.00011575, 0.00012261, 0.00013074, 0.00015196, 0.00012556, 0.00014479, 0.00017092, 0.00016220, 0.00014927, 0.00016932, 0.00018044, 0.00017879, 0.00017921, 0.00017727, 0.00018735, 0.00020012, 0.00019216, 0.00019165, 0.00019736, 0.00021783, 0.00021422, 0.00021286, 0.00021831, 0.00023337, 0.00022857, 0.00023066, 0.00023754, 0.00026326, 0.00026452, 0.00026796, 0.00025971, 0.00026426, 0.00029086, 0.00026496, 0.00028221, 0.00027435, 0.00028942, 0.00029565, 0.00029033, 0.00028980, 0.00030334, 0.00030581, 0.00030614, 0.00030219, 0.00031647, 0.00031916, 0.00031586, 0.00032289, 0.00034129, 0.00034971, 0.00035202, 0.00033932, 0.00035868, 0.00036185, 0.00035952, 0.00035840, 0.00033927, 0.00035884, 0.00035420, 0.00035594, 0.00035665, 0.00036684, 0.00037628, 0.00037243, 0.00038633, 0.00040625, 0.00040755, 0.00039031, 0.00041399, 0.00042233, 0.00041722, 0.00040545, 0.00039652, 0.00042361, 0.00043254, 0.00042232, 0.00042059, 0.00044783, 0.00047215, 0.00047848, 0.00045165, 0.00049457, 0.00049396, 0.00048285, 0.00045406, 0.00045172, 0.00047614, 0.00048493, 0.00046689, 0.00049321, 0.00049061, 0.00048466, 0.00048433, 0.00050393, 0.00052906, 0.00053090, 0.00052077, 0.00050844, 0.00054158, 0.00054835, 0.00055755, 0.00057014, 0.00053811, 0.00055445, 0.00056079, 0.00056037, 0.00054118, 0.00057233, 0.00057408, 0.00057209, 0.00055948, 0.00059662, 0.00060506, 0.00057987, 0.00056112, 0.00060166, 0.00058702, 0.00059153, 0.00058003, 0.00061097, 0.00063311, 0.00066083, 0.00061686, 0.00064662, 0.00068262, 0.00058095, 0.00061992, 0.00062969, 0.00064444, 0.00065558, 0.00062301, 0.00063926, 0.00065032, 0.00068904, 0.00067920, 0.00068587, 0.00065293, 0.00067319, 0.00066350, 0.00070154, 0.00066607, 0.00069964, 0.00071430, 0.00069612, 0.00070028]
CE09OSSM-RID26-07-NUTNRB000 |  | CE09OSSM-00004 | 4 |  | 256 | CC_eswa | [0.00251563, -0.02164694, 0.01564743, -0.00718701, 0.00423860, 0.00896362, 0.00850692, 0.00022942, 0.01770649, 0.01717171, 0.00023462, 0.00023633, 0.04121625, 0.04475956, 0.05581012, 0.06310677, 0.06869405, 0.06329441, 0.07304478, 0.06735254, 0.06129990, 0.05688210, 0.05164181, 0.04430751, 0.03784534, 0.03199718, 0.02690915, 0.02226160, 0.01831704, 0.01496000, 0.01215899, 0.00982988, 0.00792890, 0.00636572, 0.00509248, 0.00408393, 0.00324849, 0.00256857, 0.00203924, 0.00162235, 0.00127764, 0.00100709, 0.00080815, 0.00065071, 0.00050819, 0.00041730, 0.00032568, 0.00027588, 0.00025429, 0.00019966, 0.00016090, 0.00013223, 0.00010847, 0.00010560, 0.00007442, 0.00006345, 0.00006405, 0.00005558, 0.00003641, 0.00002361, 0.00003944, 0.00002335, 0.00000985, 0.00000574, 0.00000882, 0.00001593, 0.00000894, -0.00000568, 0.00000345, 0.00000547, -0.00000644, -0.00000671, -0.00001942, 0.00000115, -0.00001821, -0.00002637, -0.00002575, -0.00000258, -0.00000478, -0.00001275, 0.00001528, 0.00002448, 0.00001018, 0.00000689, -0.00001411, 0.00000821, 0.00001840, 0.00001941, 0.00000475, 0.00002195, 0.00002499, 0.00002423, 0.00002291, 0.00002685, 0.00003252, 0.00002597, 0.00002614, 0.00004011, 0.00003049, 0.00001906, 0.00001278, 0.00000781, 0.00000554, 0.00001121, 0.00002563, 0.00002417, 0.00003824, 0.00002371, 0.00002281, 0.00001804, 0.00002239, 0.00001190, 0.00000119, -0.00000363, 0.00000500, 0.00000643, -0.00000236, -0.00001474, -0.00000171, 0.00002217, -0.00001599, -0.00000941, -0.00000019, 0.00000873, -0.00000838, -0.00001874, -0.00001239, 0.00000052, -0.00002356, -0.00002275, -0.00002933, -0.00001765, -0.00002643, -0.00002547, -0.00002699, -0.00000286, -0.00002375, -0.00000958, -0.00001067, -0.00001391, -0.00001463, -0.00000172, -0.00001525, -0.00001450, -0.00000492, -0.00000251, -0.00000025, 0.00001808, -0.00000631, -0.00000125, 0.00000819, 0.00000064, 0.00000573, 0.00000243, -0.00000279, 0.00001913, 0.00001755, 0.00002084, 0.00001538, 0.00001164, 0.00001938, 0.00001578, 0.00002875, 0.00001022, 0.00003026, 0.00001144, 0.00002072, 0.00005364, 0.00004738, 0.00003599, 0.00005164, 0.00007680, 0.00005572, 0.00006082, 0.00006810, 0.00007343, 0.00006495, 0.00006836, 0.00008454, 0.00006492, 0.00005766, 0.00007023, 0.00007731, 0.00007506, 0.00008663, 0.00010176, 0.00009221, 0.00011236, 0.00011002, 0.00009426, 0.00009928, 0.00012012, 0.00008881, 0.00013325, 0.00011178, 0.00012925, 0.00014895, 0.00013708, 0.00009842, 0.00014238, 0.00013735, 0.00015814, 0.00014335, 0.00014688, 0.00015194, 0.00014924, 0.00014231, 0.00015176, 0.00017169, 0.00017957, 0.00014715, 0.00016451, 0.00014856, 0.00016427, 0.00016819, 0.00016615, 0.00018002, 0.00018133, 0.00017447, 0.00017050, 0.00017959, 0.00019977, 0.00019815, 0.00018823, 0.00020317, 0.00021112, 0.00020587, 0.00019700, 0.00017170, 0.00020940, 0.00026593, 0.00019672, 0.00019891, 0.00020464, 0.00018555, 0.00015062, 0.00031763, 0.00024315, 0.00026175, 0.00022024, 0.00022487, 0.00026993, 0.00025846, 0.00024055, 0.00019325, 0.00019775, 0.00024648, 0.00025408, 0.00023786, 0.00023588, 0.00025143, 0.00030939, 0.00025817, 0.00018933, 0.00034095, 0.00034269]
CE09OSSM-RID26-07-NUTNRB000 |  | CE09OSSM-00004 | 4 |  | 256 | CC_di | [43.72723312, 48.46797386, 49.43093682, 49.72723312, 50.31982571, 51.06056645, 59.76427015, 70.57908497, 112.83834423, 260.17167756, 646.54204793, 1501.69019608, 3025.46797386, 5348.09760349, 8195.76427015, 11497.39389978, 14335.24575163, 16410.76427015, 17711.69019608, 18440.06056645, 18842.50501089, 19148.17167756, 19516.65315904, 20028.09760349, 20756.76427015, 21743.57908497, 23003.76427015, 24561.24575163, 26408.54204793, 28531.20871460, 30889.87538126, 33417.61612200, 35958.35686275, 38423.57908497, 40624.20871460, 42386.69019608, 43617.65315904, 44187.09760349, 44047.46797386, 43327.39389978, 42074.83834423, 40498.24575163, 38814.54204793, 37154.57908497, 35651.31982571, 34420.39389978, 33446.39389978, 32783.06056645, 32424.50501089, 32352.83834423, 32557.31982571, 33035.72723312, 33723.13464052, 34654.09760349, 35776.46797386, 37064.98649237, 38492.17167756, 40024.87538126, 41607.09760349, 43218.20871460, 44754.20871460, 46120.94945534, 47287.83834423, 48134.87538126, 48562.94945534, 48583.80130719, 48153.09760349, 47244.02352941, 45970.20871460, 44377.61612200, 42573.94945534, 40693.02352941, 38760.39389978, 36879.35686275, 35143.20871460, 33529.83834423, 32079.31982571, 30799.43093682, 29673.09760349, 28717.39389978, 27925.87538126, 27266.65315904, 26762.28278867, 26405.87538126, 26172.61612200, 26072.72723312, 26107.17167756, 26254.87538126, 26524.31982571, 26919.35686275, 27411.31982571, 28011.57908497, 28679.57908497, 29412.09760349, 30207.09760349, 31017.46797386, 31782.57908497, 32492.61612200, 33092.65315904, 33525.09760349, 33794.69019608, 33807.02352941, 33614.76427015, 33173.28278867, 32527.57908497, 31690.61612200, 30733.83834423, 29685.83834423, 28592.17167756, 27505.54204793, 26447.31982571, 25438.20871460, 24516.57908497, 23669.87538126, 22918.83834423, 22273.83834423, 21703.83834423, 21229.54204793, 20855.35686275, 20563.02352941, 20361.94945534, 20250.46797386, 20215.91241830, 20272.61612200, 20418.02352941, 20613.46797386, 20900.46797386, 21260.65315904, 21673.43093682, 22155.80130719, 22685.80130719, 23268.31982571, 23898.28278867, 24565.50501089, 25254.91241830, 25983.43093682, 26730.76427015, 27472.02352941, 28224.61612200, 28955.57908497, 29653.06056645, 30318.09760349, 30918.69019608, 31459.13464052, 31925.13464052, 32292.57908497, 32557.28278867, 32739.35686275, 32768.98649237, 32687.02352941, 32513.35686275, 32219.28278867, 31839.06056645, 31382.69019608, 30812.28278867, 30202.54204793, 29547.65315904, 28846.65315904, 28140.57908497, 27432.80130719, 26707.09760349, 26030.13464052, 25371.02352941, 24734.69019608, 24119.54204793, 23522.28278867, 22932.65315904, 22389.98649237, 21844.57908497, 21300.87538126, 20759.13464052, 20224.65315904, 19722.06056645, 19267.87538126, 18853.87538126, 18486.83834423, 18155.57908497, 17855.24575163, 17603.31982571, 17408.61612200, 17240.57908497, 17101.20871460, 16995.91241830, 16892.80130719, 16791.17167756, 16706.09760349, 16616.06056645, 16550.28278867, 16477.50501089, 16377.13464052, 16274.94945534, 16185.43093682, 16110.24575163, 16065.13464052, 16039.09760349, 16008.57908497, 15991.72723312, 15955.06056645, 15929.91241830, 15934.17167756, 15952.24575163, 15978.87538126, 16010.83834423, 16023.39389978, 16036.76427015, 16053.39389978, 16069.43093682, 16075.02352941, 16071.72723312, 16040.80130719, 15994.69019608, 15940.43093682, 15855.46797386, 15749.94945534, 15642.24575163, 15499.24575163, 15343.50501089, 15179.50501089, 15026.46797386, 14881.87538126, 14749.06056645, 14563.76427015, 14287.61612200, 13949.46797386, 13577.50501089, 13208.50501089, 12893.35686275, 12612.69019608, 12364.65315904, 12131.50501089, 11936.35686275, 11772.02352941, 11589.91241830, 11443.06056645, 11383.54204793, 11354.28278867, 11257.06056645, 11028.87538126, 10742.94945534, 10489.17167756, 10292.06056645, 10100.06056645, 9907.83834423, 9752.43093682, 9617.43093682, 9534.20871460, 9497.72723312, 9455.72723312, 9346.02352941, 9167.69019608, 8945.35686275, 8656.46797386, 8249.24575163, 7611.31982571, 6699.06056645, 6699.06056645]
CE09OSSM-RID27-01-OPTAAD000 |  | CE09OSSM-00004 | 4 |  | 124 | CC_cwlngth | [400.7, 404.6, 408.4, 411.9, 416.2, 420.3, 424.9, 429.5, 433.8, 437.9, 442.3, 447.2, 452.0, 457.1, 461.1, 466.1, 470.6, 475.7, 481.1, 485.9, 490.2, 494.9, 499.5, 504.0, 508.8, 514.2, 519.2, 523.9, 528.7, 533.0, 537.7, 542.5, 547.1, 551.9, 556.7, 561.6, 566.1, 570.5, 574.7, 578.8, 582.9, 586.8, 591.3, 595.9, 600.9, 605.5, 610.5, 615.2, 619.9, 624.5, 629.2, 633.9, 638.3, 643.5, 647.8, 652.7, 657.8, 662.8, 667.8, 672.4, 677.6, 681.9, 686.8, 691.1, 695.7, 700.0, 704.7, 709.2, 713.7, 718.2, 723.0, 727.5, 732.1, 736.5, 741.3, 745.7, 750.0, 753.8, 758.2, 761.9]
CE09OSSM-RID27-01-OPTAAD000 |  | CE09OSSM-00004 | 4 |  | 124 | CC_ccwo | [1.092224, 1.159693, 1.200897, 1.215514, 1.219190, 1.219539, 1.208962, 1.206062, 1.204370, 1.198582, 1.197913, 1.198541, 1.197490, 1.195313, 1.192794, 1.192116, 1.193629, 1.192530, 1.196530, 1.196684, 1.198601, 1.200157, 1.201359, 1.202267, 1.203111, 1.204332, 1.205564, 1.207154, 1.208047, 1.209680, 1.210104, 1.211200, 1.214186, 1.217396, 1.219991, 1.222473, 1.222256, 1.220918, 1.217291, 1.209596, 1.199065, 1.182317, 1.160696, 1.135018, 1.112024, 1.095440, 1.088746, 1.085949, 1.085307, 1.083430, 1.082059, 1.080878, 1.075917, 1.070040, 1.063232, 1.050083, 1.036762, 1.025296, 1.017175, 1.009992, 0.997472, 0.978763, 0.949879, 0.907797, 0.849938, 0.775700, 0.676884, 0.551613, 0.388829, 0.185425, -0.059258, -0.339952, -0.624688, -0.866022, -1.039849, -1.143653, -1.201306, -1.236299, -1.253508, -1.247792]
CE09OSSM-RID27-01-OPTAAD000 |  | CE09OSSM-00004 | 4 |  | 124 | CC_tcal | 16
CE09OSSM-RID27-01-OPTAAD000 |  | CE09OSSM-00004 | 4 |  | 124 | CC_tbins | [3.675407, 4.412061, 5.446500, 6.459101, 7.472537, 8.483269, 9.478409, 10.493077, 11.502059, 12.500000, 13.491786, 14.502222, 15.502400, 16.502000, 17.508400, 18.497917, 19.476000, 20.486538, 21.499615, 22.495200, 23.484400, 24.490400, 25.501200, 26.494583, 27.481600, 28.501154, 29.510000, 30.499615, 31.495769, 32.489259, 33.490345, 34.502187]
CE09OSSM-RID27-01-OPTAAD000 |  | CE09OSSM-00004 | 4 |  | 124 | CC_awlngth | [401.2, 405.7, 409.4, 412.8, 417.1, 421.2, 426.0, 430.4, 434.5, 438.4, 443.3, 448.1, 452.9, 457.5, 461.9, 466.4, 471.3, 476.2, 481.5, 486.0, 490.6, 495.1, 499.6, 504.5, 509.2, 514.2, 519.4, 524.1, 528.9, 533.2, 537.7, 542.3, 547.3, 551.6, 556.5, 561.1, 565.9, 570.0, 574.4, 578.3, 582.4, 585.3, 589.8, 594.2, 599.1, 603.6, 608.8, 613.2, 618.2, 622.7, 627.4, 631.7, 636.2, 641.0, 645.8, 650.4, 655.7, 660.3, 665.4, 670.0, 675.2, 679.4, 684.0, 688.7, 693.2, 697.6, 702.1, 706.5, 711.3, 715.5, 720.6, 724.9, 729.5, 734.0, 738.6, 742.9, 747.3, 751.3, 755.5, 759.8]
CE09OSSM-RID27-01-OPTAAD000 |  | CE09OSSM-00004 | 4 |  | 124 | CC_acwo | [-2.189129, -2.025364, -1.869476, -1.725018, -1.588420, -1.457293, -1.333550, -1.216926, -1.103196, -0.996545, -0.894063, -0.794991, -0.699367, -0.605925, -0.516719, -0.431089, -0.349405, -0.271122, -0.195429, -0.123384, -0.054459, 0.011417, 0.073645, 0.132705, 0.189311, 0.244298, 0.298578, 0.351585, 0.402507, 0.451810, 0.498838, 0.543388, 0.586057, 0.627168, 0.667237, 0.705481, 0.741028, 0.773054, 0.800779, 0.823853, 0.841837, 0.849582, 0.858188, 0.862083, 0.865998, 0.875797, 0.893370, 0.915993, 0.940203, 0.964218, 0.987537, 1.009793, 1.030746, 1.049767, 1.064627, 1.075859, 1.084734, 1.094517, 1.106539, 1.119322, 1.129963, 1.134960, 1.131761, 1.117798, 1.090815, 1.047329, 0.983535, 0.893141, 0.769682, 0.608148, 0.402281, 0.157116, -0.106984, -0.353309, -0.542315, -0.662811, -0.728436, -0.760216, -0.771989, -0.769832]
CE09OSSM-RID27-01-OPTAAD000 |  | CE09OSSM-00004 | 4 |  | 124 | CC_taarray | SheetRef:ACS124_CC_taarray
CE09OSSM-RID27-01-OPTAAD000 |  | CE09OSSM-00004 | 4 |  | 124 | CC_tcarray | SheetRef:ACS124_CC_tcarray
CE09OSSM-RID26-06-PHSEND000 |  | CE09OSSM-00004 | 4 |  | P0166 | CC_ea434 | 17533
CE09OSSM-RID26-06-PHSEND000 |  | CE09OSSM-00004 | 4 |  | P0166 | CC_ea578 | 101
CE09OSSM-RID26-06-PHSEND000 |  | CE09OSSM-00004 | 4 |  | P0166 | CC_eb434 | 2229
CE09OSSM-RID26-06-PHSEND000 |  | CE09OSSM-00004 | 4 |  | P0166 | CC_eb578 | 38502
CE09OSSM-RID26-06-PHSEND000 |  | CE09OSSM-00004 | 4 |  | P0166 | CC_ind_off | 0 | value and fillcolor as on 00001
CE09OSSM-RID26-06-PHSEND000 |  | CE09OSSM-00004 | 4 |  | P0166 | CC_ind_slp | 1 | value and fillcolor as on 00001
CE09OSSM-RID26-06-PHSEND000 |  | CE09OSSM-00004 | 4 |  | P0166 | CC_psal | 35 | DELETE: use salinity from co-located CTDBP
CE09OSSM-RID26-08-SPKIRB000 |  | CE09OSSM-00004 | 4 |  | 243 | CC_immersion_factor | [1.368, 1.410, 1.365, 1.354, 1.372, 1.322, 1.347]
CE09OSSM-RID26-08-SPKIRB000 |  | CE09OSSM-00004 | 4 |  | 243 | CC_offset | [2147103874.1, 2147547337.6, 2147523637.7, 2147006841.6, 2147497606.0, 2147894816.0, 2147631686.0]
CE09OSSM-RID26-08-SPKIRB000 |  | CE09OSSM-00004 | 4 |  | 243 | CC_scale | [2.14656223022e-007, 2.08788837254e-007, 2.07570173758e-007, 2.0854092216e-007, 2.21341359643e-007, 2.07142756692e-007, 2.14691345666e-007]
CE09OSSM-RID26-04-VELPTA000 |  | CE09OSSM-00004 | 4 |  | 11398 | CC_lat | 46.8508
CE09OSSM-RID26-04-VELPTA000 |  | CE09OSSM-00004 | 4 |  | 11398 | CC_lon | -124.9718
CE09OSSM-MFD35-04-ADCPSJ000 |  | CE09OSSM-00004 | 4 |  | 22649 | CC_depth | 542000 | NOT NEEDED FOR ENDURANCE
CE09OSSM-MFD35-04-ADCPSJ000 |  | CE09OSSM-00004 | 4 |  | 22649 | CC_lat | 46.8508
CE09OSSM-MFD35-04-ADCPSJ000 |  | CE09OSSM-00004 | 4 |  | 22649 | CC_lon | -124.9718
CE09OSSM-MFD35-04-ADCPSJ000 |  | CE09OSSM-00004 | 4 |  | 22649 | CC_scale_factor1 | 0.45
CE09OSSM-MFD35-04-ADCPSJ000 |  | CE09OSSM-00004 | 4 |  | 22649 | CC_scale_factor2 | 0.45
CE09OSSM-MFD35-04-ADCPSJ000 |  | CE09OSSM-00004 | 4 |  | 22649 | CC_scale_factor3 | 0.45
CE09OSSM-MFD35-04-ADCPSJ000 |  | CE09OSSM-00004 | 4 |  | 22649 | CC_scale_factor4 | 0.45
[8 empty] | CE09OSSM-MFD37-06-CAMDSA000 | CE09OSSM-00004 | 4 | No Calibration Coefficient
CE09OSSM-MFD37-03-CTDBPE000 |  | CE09OSSM-00004 | 4 |  | 16-50149 | CC_lat | 46.8508
CE09OSSM-MFD37-03-CTDBPE000 |  | CE09OSSM-00004 | 4 |  | 16-50149 | CC_lon | -124.9718
CE09OSSM-MFD37-03-CTDBPE000 |  | CE09OSSM-00004 | 4 |  | 16-50149 | CC_a0 | 0.0012525
CE09OSSM-MFD37-03-CTDBPE000 |  | CE09OSSM-00004 | 4 |  | 16-50149 | CC_a1 | 0.00027348
CE09OSSM-MFD37-03-CTDBPE000 |  | CE09OSSM-00004 | 4 |  | 16-50149 | CC_a2 | -8.5931e-07
CE09OSSM-MFD37-03-CTDBPE000 |  | CE09OSSM-00004 | 4 |  | 16-50149 | CC_a3 | 1.6874e-07
CE09OSSM-MFD37-03-CTDBPE000 |  | CE09OSSM-00004 | 4 |  | 16-50149 | CC_ptempa0 | 151.6048
CE09OSSM-MFD37-03-CTDBPE000 |  | CE09OSSM-00004 | 4 |  | 16-50149 | CC_ptempa1 | -57.4009
CE09OSSM-MFD37-03-CTDBPE000 |  | CE09OSSM-00004 | 4 |  | 16-50149 | CC_ptempa2 | -1.0876
CE09OSSM-MFD37-03-CTDBPE000 |  | CE09OSSM-00004 | 4 |  | 16-50149 | CC_ptca0 | 527812.114
CE09OSSM-MFD37-03-CTDBPE000 |  | CE09OSSM-00004 | 4 |  | 16-50149 | CC_ptca1 | 47.3491
CE09OSSM-MFD37-03-CTDBPE000 |  | CE09OSSM-00004 | 4 |  | 16-50149 | CC_ptca2 | 0.69931
CE09OSSM-MFD37-03-CTDBPE000 |  | CE09OSSM-00004 | 4 |  | 16-50149 | CC_ptcb0 | 25.0754
CE09OSSM-MFD37-03-CTDBPE000 |  | CE09OSSM-00004 | 4 |  | 16-50149 | CC_ptcb1 | -0.000325
CE09OSSM-MFD37-03-CTDBPE000 |  | CE09OSSM-00004 | 4 |  | 16-50149 | CC_ptcb2 | 0
CE09OSSM-MFD37-03-CTDBPE000 |  | CE09OSSM-00004 | 4 |  | 16-50149 | CC_pa0 | 4.5817
CE09OSSM-MFD37-03-CTDBPE000 |  | CE09OSSM-00004 | 4 |  | 16-50149 | CC_pa1 | 0.0031938
CE09OSSM-MFD37-03-CTDBPE000 |  | CE09OSSM-00004 | 4 |  | 16-50149 | CC_pa2 | 9.668e-11
CE09OSSM-MFD37-03-CTDBPE000 |  | CE09OSSM-00004 | 4 |  | 16-50149 | CC_g | -0.97565
CE09OSSM-MFD37-03-CTDBPE000 |  | CE09OSSM-00004 | 4 |  | 16-50149 | CC_h | 0.15533
CE09OSSM-MFD37-03-CTDBPE000 |  | CE09OSSM-00004 | 4 |  | 16-50149 | CC_i | -0.00016898
CE09OSSM-MFD37-03-CTDBPE000 |  | CE09OSSM-00004 | 4 |  | 16-50149 | CC_j | 3.6074e-05
CE09OSSM-MFD37-03-CTDBPE000 |  | CE09OSSM-00004 | 4 |  | 16-50149 | CC_cpcor | -9.57e-08
CE09OSSM-MFD37-03-CTDBPE000 |  | CE09OSSM-00004 | 4 |  | 16-50149 | CC_ctcor | 3.25e-06
CE09OSSM-MFD37-03-DOSTAD000 |  | CE09OSSM-00004 | 4 |  | 219 | CC_lat | 46.8508
CE09OSSM-MFD37-03-DOSTAD000 |  | CE09OSSM-00004 | 4 |  | 219 | CC_lon | -124.9718
CE09OSSM-MFD37-03-DOSTAD000 |  | CE09OSSM-00004 | 4 |  | 219 | CC_csv | [3.151368E-03, 1.331199E-04, 2.608421E-06, 2.324704E+02, -3.129184E-01, -5.733898E+01, 4.543627E+00]
CE09OSSM-MFD37-03-DOSTAD000 |  | CE09OSSM-00004 | 4 |  | 219 | CC_conc_coef | [0.0, 1.0794]
CE09OSSM-MFD37-01-OPTAAD000 |  | CE09OSSM-00004 | 4 |  | 266 | CC_cwlngth | [400.3, 403.5, 406.9, 410.3, 413.9, 417.6, 421.7, 426.0, 430.1, 433.8, 437.9, 442.1, 446.5, 451.1, 455.5, 459.7, 463.8, 468.3, 472.9, 477.8, 482.5, 486.9, 490.9, 495.1, 499.3, 503.6, 508.5, 513.2, 518.0, 522.5, 526.6, 531.0, 534.9, 539.0, 543.0, 547.5, 551.9, 556.3, 560.6, 564.7, 568.8, 572.5, 576.1, 580.2, 583.7, 587.8, 591.8, 596.0, 600.6, 604.8, 609.7, 613.7, 618.4, 622.4, 626.5, 630.7, 634.7, 639.2, 643.5, 647.8, 652.2, 656.8, 661.4, 665.7, 670.3, 674.5, 678.9, 682.9, 687.1, 691.0, 694.9, 698.7, 702.6, 706.8, 710.3, 714.4, 718.4, 722.4, 726.4, 730.0, 734.0, 737.5, 741.5]
CE09OSSM-MFD37-01-OPTAAD000 |  | CE09OSSM-00004 | 4 |  | 266 | CC_ccwo | [-1.833819, -1.627228, -1.448686, -1.275323, -1.109583, -0.960645, -0.825506, -0.696541, -0.573854, -0.459858, -0.348239, -0.242821, -0.144236, -0.052782, 0.032263, 0.110048, 0.183729, 0.255185, 0.324346, 0.391576, 0.449435, 0.506837, 0.559679, 0.610499, 0.659412, 0.704881, 0.745915, 0.784772, 0.820568, 0.854752, 0.883251, 0.912463, 0.940038, 0.967598, 0.997168, 1.028034, 1.057200, 1.087233, 1.113018, 1.135287, 1.158962, 1.182134, 1.202991, 1.196742, 1.201288, 1.201854, 1.198225, 1.192346, 1.188606, 1.191958, 1.200329, 1.213998, 1.229487, 1.238610, 1.252520, 1.272332, 1.275156, 1.268094, 1.301822, 1.298146, 1.295540, 1.297417, 1.297528, 1.300643, 1.306575, 1.303178, 1.296889, 1.288387, 1.266527, 1.233450, 1.188204, 1.130691, 1.055686, 0.963309, 0.842539, 0.698990, 0.528158, 0.313428, 0.096772, -0.119414, -0.317325, -0.472099, -0.583261]
CE09OSSM-MFD37-01-OPTAAD000 |  | CE09OSSM-00004 | 4 |  | 266 | CC_tcal | 15.9
CE09OSSM-MFD37-01-OPTAAD000 |  | CE09OSSM-00004 | 4 |  | 266 | CC_tbins | [0.820442, 1.407532, 2.447179, 3.467273, 4.472903, 5.471429, 6.496818, 7.517500, 8.505818, 9.472778, 10.481250, 11.489091, 12.495556, 13.497391, 14.492857, 15.495714, 16.498000, 17.508571, 18.526667, 19.505500, 20.477895, 21.486842, 22.512222, 23.492941, 24.489444, 25.517647, 26.506471, 27.501053, 28.510556, 29.489444, 30.496500, 31.507000, 32.485238, 33.495455, 34.521600]
CE09OSSM-MFD37-01-OPTAAD000 |  | CE09OSSM-00004 | 4 |  | 266 | CC_awlngth | [401.0, 404.6, 408.2, 411.6, 415.1, 419.0, 423.3, 427.4, 431.5, 435.2, 439.1, 443.2, 447.9, 452.3, 456.7, 461.0, 465.0, 469.6, 474.7, 479.4, 483.9, 488.1, 492.3, 496.5, 500.8, 505.4, 510.0, 514.7, 519.4, 523.9, 528.0, 532.2, 536.1, 540.1, 544.4, 548.6, 553.3, 557.5, 561.8, 565.9, 569.8, 573.7, 577.3, 581.7, 585.8, 589.5, 593.9, 598.1, 602.3, 606.8, 611.3, 615.7, 620.2, 624.0, 628.2, 632.5, 636.7, 641.0, 645.1, 649.7, 654.2, 658.6, 663.2, 667.7, 671.9, 676.3, 680.6, 684.6, 688.5, 692.4, 696.3, 700.2, 704.4, 707.9, 712.0, 715.7, 719.7, 723.6, 727.6, 731.5, 735.1, 738.8, 742.7]
CE09OSSM-MFD37-01-OPTAAD000 |  | CE09OSSM-00004 | 4 |  | 266 | CC_acwo | [-1.153425, -0.975311, -0.810133, -0.653627, -0.500773, -0.355671, -0.218142, -0.087162, 0.035584, 0.152603, 0.265745, 0.373125, 0.475327, 0.573578, 0.667588, 0.756214, 0.841186, 0.922136, 1.000072, 1.075511, 1.147034, 1.215362, 1.280094, 1.341863, 1.400322, 1.455814, 1.508295, 1.558946, 1.608241, 1.655968, 1.701137, 1.744384, 1.785285, 1.824715, 1.863291, 1.900938, 1.936295, 1.970340, 2.001897, 2.030232, 2.056250, 2.079229, 2.098194, 2.107862, 2.117177, 2.121567, 2.123475, 2.125097, 2.130265, 2.142284, 2.159255, 2.179052, 2.199550, 2.218099, 2.236963, 2.257082, 2.271422, 2.284443, 2.298115, 2.305978, 2.310795, 2.316291, 2.322637, 2.329863, 2.336943, 2.338109, 2.333777, 2.321945, 2.299543, 2.264577, 2.216242, 2.152182, 2.069665, 1.965420, 1.835802, 1.677373, 1.487972, 1.270478, 1.045635, 0.825261, 0.631225, 0.482931, 0.384143]
CE09OSSM-MFD37-01-OPTAAD000 |  | CE09OSSM-00004 | 4 |  | 266 | CC_taarray | SheetRef:ACS266_CC_taarray
CE09OSSM-MFD37-01-OPTAAD000 |  | CE09OSSM-00004 | 4 |  | 266 | CC_tcarray | SheetRef:ACS266_CC_tcarray
CE09OSSM-MFD35-05-PCO2WB000 |  | CE09OSSM-00004 | 4 |  | C0062 | CC_cala | 0.0841
CE09OSSM-MFD35-05-PCO2WB000 |  | CE09OSSM-00004 | 4 |  | C0062 | CC_calb | 0.3582
CE09OSSM-MFD35-05-PCO2WB000 |  | CE09OSSM-00004 | 4 |  | C0062 | CC_calc | -1.1184
CE09OSSM-MFD35-05-PCO2WB000 |  | CE09OSSM-00004 | 4 |  | C0062 | CC_calt | 15.273
CE09OSSM-MFD35-05-PCO2WB000 |  | CE09OSSM-00004 | 4 |  | C0062 | CC_ea434 | 19706 | ea and eb coeffs are …
CE09OSSM-MFD35-05-PCO2WB000 |  | CE09OSSM-00004 | 4 |  | C0062 | CC_ea620 | 34 | … reagent bag specific.
CE09OSSM-MFD35-05-PCO2WB000 |  | CE09OSSM-00004 | 4 |  | C0062 | CC_eb434 | 3073
CE09OSSM-MFD35-05-PCO2WB000 |  | CE09OSSM-00004 | 4 |  | C0062 | CC_eb620 | 44327
CE09OSSM-MFD35-06-PHSEND000 |  | CE09OSSM-00004 | 4 |  | P0121 | CC_ea434 | 17372
CE09OSSM-MFD35-06-PHSEND000 |  | CE09OSSM-00004 | 4 |  | P0121 | CC_ea578 | 94.1
CE09OSSM-MFD35-06-PHSEND000 |  | CE09OSSM-00004 | 4 |  | P0121 | CC_eb434 | 2284.1
CE09OSSM-MFD35-06-PHSEND000 |  | CE09OSSM-00004 | 4 |  | P0121 | CC_eb578 | 38676.5
CE09OSSM-MFD35-06-PHSEND000 |  | CE09OSSM-00004 | 4 |  | P0121 | CC_ind_off | 0 | value and fillcolor as on 00001
CE09OSSM-MFD35-06-PHSEND000 |  | CE09OSSM-00004 | 4 |  | P0121 | CC_ind_slp | 1 | value and fillcolor as on 00001
CE09OSSM-MFD35-06-PHSEND000 |  | CE09OSSM-00004 | 4 |  | P0121 | CC_psal | 35 | DELETE: use salinity from co-located CTDBP
CE09OSSM-MFD35-02-PRESFC000 |  | CE09OSSM-00004 | 4 |  | 26-1398 | CC_c1 | -4631.526 | IDD for data recovered directly from
CE09OSSM-MFD35-02-PRESFC000 |  | CE09OSSM-00004 | 4 |  | 26-1398 | CC_c2 | 35.7671 | the PRESF instrument needs to be written - eventually.
CE09OSSM-MFD35-02-PRESFC000 |  | CE09OSSM-00004 | 4 |  | 26-1398 | CC_c3 | 13013.89
CE09OSSM-MFD35-02-PRESFC000 |  | CE09OSSM-00004 | 4 |  | 26-1398 | CC_d1 | 0.070047
CE09OSSM-MFD35-02-PRESFC000 |  | CE09OSSM-00004 | 4 |  | 26-1398 | CC_d2 | 0
CE09OSSM-MFD35-02-PRESFC000 |  | CE09OSSM-00004 | 4 |  | 26-1398 | CC_offset_correction_factor | 0 | Constant
CE09OSSM-MFD35-02-PRESFC000 |  | CE09OSSM-00004 | 4 |  | 26-1398 | CC_pressure_offset_calibration_coefficient | -0.2623 | from SBE offset_correction pdf
CE09OSSM-MFD35-02-PRESFC000 |  | CE09OSSM-00004 | 4 |  | 26-1398 | CC_slope_correction_factor | 1 | Constant
CE09OSSM-MFD35-02-PRESFC000 |  | CE09OSSM-00004 | 4 |  | 26-1398 | CC_t1 | 30.1517
CE09OSSM-MFD35-02-PRESFC000 |  | CE09OSSM-00004 | 4 |  | 26-1398 | CC_t2 | 0.63705
CE09OSSM-MFD35-02-PRESFC000 |  | CE09OSSM-00004 | 4 |  | 26-1398 | CC_t3 | 43.948
CE09OSSM-MFD35-02-PRESFC000 |  | CE09OSSM-00004 | 4 |  | 26-1398 | CC_t4 | 107.149
CE09OSSM-MFD35-02-PRESFC000 |  | CE09OSSM-00004 | 4 |  | 26-1398 | CC_u0 | 5.8313
CE09OSSM-MFD35-02-PRESFC000 |  | CE09OSSM-00004 | 4 |  | 26-1398 | CC_y1 | -3939.646
CE09OSSM-MFD35-02-PRESFC000 |  | CE09OSSM-00004 | 4 |  | 26-1398 | CC_y2 | -10461.55
CE09OSSM-MFD35-02-PRESFC000 |  | CE09OSSM-00004 | 4 |  | 26-1398 | CC_y3 | 0
CE09OSSM-MFD35-02-PRESFC000 |  | CE09OSSM-00004 | 4 |  | 26-1398 | CC_b | 838.8
CE09OSSM-MFD35-02-PRESFC000 |  | CE09OSSM-00004 | 4 |  | 26-1398 | CC_m | 12582.9
CE09OSSM-MFD35-01-VEL3DD000 |  | CE09OSSM-00004 | 4 |  | 12607 | CC_lat | 46.8508
CE09OSSM-MFD35-01-VEL3DD000 |  | CE09OSSM-00004 | 4 |  | 12607 | CC_lon | -124.9718
CE09OSSM-MFD37-07-ZPLSCC000 |  | CE09OSSM-00004 | 4 |  | 55098 | No Calibration Coefficient
CE09OSSM-SBC11-00-CPMENG000 |  | CE09OSSM-00004 | 4 |  | 0010 | No Calibration Coefficient |  | CPM1, DCL11, DCL12
CE09OSSM-SBD11-00-DCLENG000 |  | CE09OSSM-00004 | 4 |  | 0010 | No Calibration Coefficient |  | DCL11
CE09OSSM-SBD12-00-DCLENG000 |  | CE09OSSM-00004 | 4 |  | 0010 | No Calibration Coefficient |  | DCL12
CE09OSSM-RIC21-00-CPMENG000 |  | CE09OSSM-00004 | 4 |  | 0012 | No Calibration Coefficient |  | CPM2, DCL27
CE09OSSM-RID27-00-DCLENG000 |  | CE09OSSM-00004 | 4 |  | 0012 | No Calibration Coefficient |  | DCL27
CE09OSSM-RID26-00-DCLENG000 |  | CE09OSSM-00004 | 4 |  | 0026 | No Calibration Coefficient |  | DCL26
CE09OSSM-MFC31-00-CPMENG000 |  | CE09OSSM-00004 | 4 |  | 0011 | No Calibration Coefficient |  | CPM3, DCL37
CE09OSSM-MFD37-00-DCLENG000 |  | CE09OSSM-00004 | 4 |  | 0011 | No Calibration Coefficient |  | DCL37
CE09OSSM-MFD35-00-DCLENG000 |  | CE09OSSM-00004 | 4 |  | 0011 | No Calibration Coefficient |  | DCL35

## ACS124_CC_taarray
0.028268 | 0.026328 | 0.02467 | 0.024151 | 0.022497 | 0.023623 | 0.020044 | 0.019326 | 0.018502 | 0.017593 | 0.018567 | 0.016711 | 0.014903 | 0.012999 | 0.013208 | 0.010876 | 0.010434 | 0.007121 | 0.006156 | 0.00497 | 0.003224 | 0.00086 | 0 | -0.003551 | -0.003921 | -0.006336 | -0.007318 | -0.009799 | -0.009796 | -0.010296 | -0.012838 | -0.016495
0.024332 | 0.023377 | 0.022181 | 0.021585 | 0.019438 | 0.020291 | 0.017705 | 0.01724 | 0.016864 | 0.017456 | 0.017771 | 0.015846 | 0.014116 | 0.013816 | 0.013578 | 0.011149 | 0.009426 | 0.00734 | 0.006018 | 0.004687 | 0.002265 | 0.001352 | 0 | -0.003583 | -0.003642 | -0.006617 | -0.00754 | -0.008362 | -0.010294 | -0.009858 | -0.012126 | -0.016185
0.020171 | 0.019602 | 0.019282 | 0.018704 | 0.017863 | 0.019543 | 0.017377 | 0.017135 | 0.016181 | 0.016627 | 0.017037 | 0.014738 | 0.014623 | 0.013122 | 0.012912 | 0.010681 | 0.009468 | 0.007514 | 0.006371 | 0.004102 | 0.003098 | 0.000856 | 0 | -0.002074 | -0.002323 | -0.00479 | -0.005656 | -0.00804 | -0.0093 | -0.009032 | -0.011459 | -0.014006
0.017268 | 0.016572 | 0.016187 | 0.015778 | 0.015025 | 0.016031 | 0.014153 | 0.014204 | 0.014023 | 0.013964 | 0.014213 | 0.013104 | 0.012487 | 0.01137 | 0.01124 | 0.009879 | 0.008724 | 0.007295 | 0.006096 | 0.00432 | 0.003122 | 0.001217 | 0 | -0.002579 | -0.002428 | -0.005401 | -0.005857 | -0.008167 | -0.008794 | -0.009458 | -0.010668 | -0.013122
0.017593 | 0.016504 | 0.015346 | 0.014497 | 0.013271 | 0.013804 | 0.012531 | 0.012557 | 0.012354 | 0.012254 | 0.012663 | 0.012104 | 0.010674 | 0.010358 | 0.009712 | 0.008252 | 0.007266 | 0.006493 | 0.005067 | 0.003602 | 0.002187 | 0.000773 | 0 | -0.001895 | -0.001862 | -0.003979 | -0.004808 | -0.00606 | -0.007356 | -0.007962 | -0.009248 | -0.012027
0.018466 | 0.017518 | 0.01624 | 0.015379 | 0.014242 | 0.014739 | 0.013073 | 0.012672 | 0.012185 | 0.011792 | 0.012019 | 0.011132 | 0.009917 | 0.009032 | 0.008964 | 0.00773 | 0.006708 | 0.005513 | 0.004486 | 0.003003 | 0.001622 | 0.000644 | 0 | -0.001793 | -0.002645 | -0.004241 | -0.005034 | -0.006091 | -0.007428 | -0.008123 | -0.009807 | -0.011579
0.018254 | 0.017353 | 0.016407 | 0.015468 | 0.014244 | 0.014274 | 0.013022 | 0.012464 | 0.011802 | 0.011416 | 0.011432 | 0.010714 | 0.00999 | 0.009256 | 0.008807 | 0.007949 | 0.006607 | 0.005497 | 0.004335 | 0.002977 | 0.002367 | 0.000868 | 0 | -0.001766 | -0.002575 | -0.004086 | -0.004694 | -0.006169 | -0.007386 | -0.007515 | -0.008734 | -0.010893
0.017248 | 0.016298 | 0.015297 | 0.014354 | 0.013304 | 0.013427 | 0.01233 | 0.011985 | 0.011609 | 0.011274 | 0.010948 | 0.010392 | 0.009721 | 0.008914 | 0.008245 | 0.007295 | 0.005986 | 0.004989 | 0.003946 | 0.002807 | 0.001856 | 0.000833 | 0 | -0.001221 | -0.002012 | -0.003505 | -0.004232 | -0.005474 | -0.006134 | -0.006842 | -0.00792 | -0.009584
0.017207 | 0.016284 | 0.015421 | 0.01466 | 0.013728 | 0.013827 | 0.012675 | 0.012269 | 0.011762 | 0.011208 | 0.011149 | 0.010427 | 0.00961 | 0.008586 | 0.008046 | 0.007291 | 0.006181 | 0.005397 | 0.004121 | 0.003079 | 0.002287 | 0.00104 | 0 | -0.001 | -0.001605 | -0.003188 | -0.003673 | -0.004685 | -0.005612 | -0.006259 | -0.007125 | -0.008529
0.016205 | 0.015345 | 0.014513 | 0.013682 | 0.012743 | 0.01292 | 0.011656 | 0.011311 | 0.010831 | 0.010416 | 0.010347 | 0.010044 | 0.00932 | 0.008179 | 0.007811 | 0.006948 | 0.005946 | 0.004775 | 0.003895 | 0.002762 | 0.002062 | 0.000849 | 0 | -0.00145 | -0.002076 | -0.003033 | -0.003837 | -0.004967 | -0.005465 | -0.005896 | -0.006957 | -0.008474
0.015774 | 0.014837 | 0.014011 | 0.013245 | 0.012533 | 0.012486 | 0.011304 | 0.011108 | 0.01069 | 0.010239 | 0.010152 | 0.00949 | 0.008764 | 0.008116 | 0.007564 | 0.006617 | 0.0055 | 0.004772 | 0.003682 | 0.002458 | 0.001586 | 0.000525 | 0 | -0.000921 | -0.001638 | -0.00266 | -0.003456 | -0.004151 | -0.005114 | -0.005579 | -0.006175 | -0.007416
0.015199 | 0.014427 | 0.013696 | 0.01296 | 0.012238 | 0.012157 | 0.011103 | 0.010718 | 0.010285 | 0.009718 | 0.009711 | 0.008961 | 0.008498 | 0.007612 | 0.007126 | 0.006418 | 0.005362 | 0.004587 | 0.003551 | 0.002359 | 0.001818 | 0.000801 | 0 | -0.000929 | -0.001693 | -0.002493 | -0.003099 | -0.003995 | -0.00438 | -0.004918 | -0.005437 | -0.006731
0.014693 | 0.013918 | 0.013179 | 0.012421 | 0.011757 | 0.011613 | 0.010593 | 0.01038 | 0.009921 | 0.009565 | 0.009417 | 0.008825 | 0.008301 | 0.007535 | 0.006945 | 0.006046 | 0.005253 | 0.004282 | 0.003528 | 0.002306 | 0.001716 | 0.000602 | 0 | -0.001063 | -0.001457 | -0.002374 | -0.002953 | -0.003603 | -0.00417 | -0.004388 | -0.005043 | -0.005937
0.014201 | 0.01345 | 0.012746 | 0.01204 | 0.011406 | 0.011398 | 0.010503 | 0.010182 | 0.009782 | 0.009215 | 0.008937 | 0.008456 | 0.007857 | 0.007295 | 0.006654 | 0.005712 | 0.004972 | 0.004164 | 0.003159 | 0.002202 | 0.001639 | 0.00053 | 0 | -0.00083 | -0.001141 | -0.002012 | -0.00243 | -0.002934 | -0.003438 | -0.003706 | -0.004094 | -0.005115
0.014156 | 0.013436 | 0.012768 | 0.012145 | 0.01138 | 0.011242 | 0.010339 | 0.009937 | 0.009465 | 0.008887 | 0.008655 | 0.008172 | 0.007643 | 0.006744 | 0.006265 | 0.005395 | 0.004781 | 0.003965 | 0.003141 | 0.002042 | 0.001493 | 0.0006 | 0 | -0.000871 | -0.001336 | -0.001968 | -0.002336 | -0.002837 | -0.003123 | -0.003402 | -0.003705 | -0.004634
0.013568 | 0.012845 | 0.012155 | 0.011419 | 0.010803 | 0.010563 | 0.009856 | 0.009565 | 0.009078 | 0.008525 | 0.008342 | 0.007838 | 0.007375 | 0.006534 | 0.005963 | 0.00514 | 0.004533 | 0.003641 | 0.002938 | 0.001879 | 0.001394 | 0.000412 | 0 | -0.000713 | -0.00105 | -0.001661 | -0.002058 | -0.002498 | -0.002729 | -0.00286 | -0.003252 | -0.003981
0.013736 | 0.012958 | 0.012201 | 0.011542 | 0.010903 | 0.010615 | 0.009876 | 0.009423 | 0.009078 | 0.008374 | 0.008037 | 0.0076 | 0.007021 | 0.006359 | 0.005694 | 0.004982 | 0.004232 | 0.003563 | 0.002681 | 0.00184 | 0.001222 | 0.000281 | 0 | -0.000787 | -0.000954 | -0.001557 | -0.001847 | -0.002168 | -0.002331 | -0.002639 | -0.002849 | -0.003443
0.013396 | 0.012717 | 0.012032 | 0.01133 | 0.010701 | 0.010395 | 0.009644 | 0.009202 | 0.008767 | 0.008119 | 0.007898 | 0.007474 | 0.006881 | 0.006322 | 0.005763 | 0.005042 | 0.00433 | 0.003559 | 0.002844 | 0.00185 | 0.0014 | 0.000542 | 0 | -0.000604 | -0.000862 | -0.001388 | -0.001571 | -0.001861 | -0.002069 | -0.002315 | -0.002502 | -0.002988
0.013422 | 0.012666 | 0.011907 | 0.011174 | 0.010559 | 0.010257 | 0.009554 | 0.009137 | 0.008825 | 0.008172 | 0.007904 | 0.007412 | 0.006918 | 0.006251 | 0.005621 | 0.004871 | 0.004178 | 0.003478 | 0.002591 | 0.001677 | 0.001181 | 0.000395 | 0 | -0.000554 | -0.000892 | -0.00126 | -0.001444 | -0.001626 | -0.001927 | -0.001973 | -0.002123 | -0.002661
0.013417 | 0.012644 | 0.01195 | 0.01125 | 0.010652 | 0.010337 | 0.009581 | 0.00915 | 0.008759 | 0.008125 | 0.007747 | 0.007253 | 0.006775 | 0.006127 | 0.005466 | 0.004796 | 0.004042 | 0.003417 | 0.002499 | 0.001638 | 0.001224 | 0.00041 | 0 | -0.000535 | -0.000746 | -0.001149 | -0.001354 | -0.001574 | -0.001574 | -0.001775 | -0.001844 | -0.002347
0.013286 | 0.012608 | 0.01191 | 0.011211 | 0.010656 | 0.010286 | 0.009545 | 0.009144 | 0.008707 | 0.008129 | 0.0078 | 0.007318 | 0.006854 | 0.006303 | 0.005647 | 0.00485 | 0.004182 | 0.003465 | 0.002594 | 0.001686 | 0.001242 | 0.000416 | 0 | -0.000447 | -0.000724 | -0.001035 | -0.001256 | -0.001402 | -0.001479 | -0.00154 | -0.001617 | -0.0021
0.013313 | 0.012533 | 0.011806 | 0.011086 | 0.010519 | 0.010147 | 0.009506 | 0.009072 | 0.008619 | 0.008043 | 0.007698 | 0.007196 | 0.006706 | 0.005956 | 0.005309 | 0.004713 | 0.004003 | 0.003295 | 0.002386 | 0.001504 | 0.001044 | 0.000343 | 0 | -0.000458 | -0.000679 | -0.00098 | -0.001173 | -0.001279 | -0.001363 | -0.001431 | -0.001485 | -0.001931
0.01324 | 0.012543 | 0.011876 | 0.011182 | 0.010614 | 0.010202 | 0.009484 | 0.009084 | 0.008606 | 0.008031 | 0.0076 | 0.007116 | 0.006677 | 0.006033 | 0.005389 | 0.004694 | 0.003996 | 0.003258 | 0.002458 | 0.001581 | 0.001133 | 0.000376 | 0 | -0.00045 | -0.00069 | -0.001019 | -0.0011 | -0.001253 | -0.001287 | -0.001345 | -0.001442 | -0.001843
0.013412 | 0.012735 | 0.011972 | 0.011313 | 0.01074 | 0.010374 | 0.009667 | 0.009222 | 0.008721 | 0.008142 | 0.00784 | 0.007292 | 0.006855 | 0.006144 | 0.00552 | 0.004789 | 0.004026 | 0.0033 | 0.002421 | 0.00151 | 0.001084 | 0.000378 | 0 | -0.000426 | -0.00065 | -0.000924 | -0.001089 | -0.001241 | -0.001284 | -0.001413 | -0.001456 | -0.001919
0.013429 | 0.012682 | 0.011952 | 0.011261 | 0.010691 | 0.010262 | 0.00961 | 0.009215 | 0.00867 | 0.008104 | 0.007704 | 0.007186 | 0.006711 | 0.006017 | 0.005355 | 0.004686 | 0.003918 | 0.003195 | 0.002325 | 0.001462 | 0.00101 | 0.00035 | 0 | -0.000325 | -0.000566 | -0.000932 | -0.001044 | -0.001212 | -0.001262 | -0.001315 | -0.001474 | -0.001829
0.01358 | 0.012889 | 0.012167 | 0.011461 | 0.010869 | 0.010397 | 0.009746 | 0.009253 | 0.008691 | 0.008135 | 0.007739 | 0.007242 | 0.006772 | 0.006106 | 0.005416 | 0.00472 | 0.003989 | 0.003219 | 0.002311 | 0.001514 | 0.001045 | 0.00034 | 0 | -0.000429 | -0.000726 | -0.001014 | -0.001184 | -0.001351 | -0.001457 | -0.001574 | -0.001609 | -0.002078
0.013463 | 0.012783 | 0.012058 | 0.011391 | 0.010786 | 0.010366 | 0.00975 | 0.009315 | 0.008801 | 0.008248 | 0.007885 | 0.007361 | 0.006851 | 0.006175 | 0.005479 | 0.004788 | 0.004002 | 0.00324 | 0.002379 | 0.001547 | 0.001023 | 0.000376 | 0 | -0.000351 | -0.00063 | -0.0009 | -0.001097 | -0.001219 | -0.001449 | -0.001547 | -0.001632 | -0.002094
0.013176 | 0.012462 | 0.011753 | 0.011105 | 0.010554 | 0.010149 | 0.009598 | 0.009108 | 0.008606 | 0.008016 | 0.007613 | 0.007148 | 0.00665 | 0.005938 | 0.00532 | 0.00464 | 0.003933 | 0.003159 | 0.002304 | 0.00152 | 0.00099 | 0.000365 | 0 | -0.000407 | -0.000616 | -0.000904 | -0.001123 | -0.001296 | -0.001445 | -0.001598 | -0.001721 | -0.002099
0.013078 | 0.01245 | 0.011785 | 0.011133 | 0.010581 | 0.010165 | 0.009555 | 0.009105 | 0.008594 | 0.008103 | 0.007673 | 0.007211 | 0.006745 | 0.006072 | 0.005456 | 0.004763 | 0.004045 | 0.003221 | 0.002355 | 0.001625 | 0.001068 | 0.000418 | 0 | -0.000366 | -0.000632 | -0.000865 | -0.001086 | -0.001288 | -0.001451 | -0.001565 | -0.001785 | -0.002173
0.012773 | 0.012118 | 0.011449 | 0.010836 | 0.010347 | 0.009937 | 0.009408 | 0.00899 | 0.008472 | 0.007954 | 0.007526 | 0.007062 | 0.00658 | 0.005928 | 0.005232 | 0.004617 | 0.003871 | 0.003111 | 0.00228 | 0.001488 | 0.000961 | 0.000344 | 0 | -0.000351 | -0.000603 | -0.000894 | -0.00113 | -0.001239 | -0.001405 | -0.001553 | -0.001765 | -0.00214
0.012535 | 0.011873 | 0.011233 | 0.010617 | 0.010092 | 0.009694 | 0.009153 | 0.008712 | 0.008197 | 0.007707 | 0.007308 | 0.006872 | 0.006359 | 0.005756 | 0.005146 | 0.004556 | 0.00382 | 0.003068 | 0.002234 | 0.001448 | 0.00096 | 0.000377 | 0 | -0.000323 | -0.000614 | -0.000885 | -0.001051 | -0.001222 | -0.00137 | -0.001576 | -0.001716 | -0.00213
0.012294 | 0.011696 | 0.011051 | 0.010438 | 0.00995 | 0.009513 | 0.008975 | 0.008573 | 0.008041 | 0.007605 | 0.007214 | 0.006777 | 0.006297 | 0.005755 | 0.005086 | 0.004496 | 0.003783 | 0.003028 | 0.002214 | 0.001481 | 0.000968 | 0.000412 | 0 | -0.000314 | -0.000609 | -0.000889 | -0.001041 | -0.001247 | -0.001332 | -0.001568 | -0.001719 | -0.002155
0.011819 | 0.011246 | 0.0106 | 0.010045 | 0.00959 | 0.009202 | 0.008713 | 0.008316 | 0.007801 | 0.007397 | 0.007012 | 0.006551 | 0.006124 | 0.005516 | 0.004912 | 0.004344 | 0.003639 | 0.002925 | 0.002142 | 0.00138 | 0.000918 | 0.000326 | 0 | -0.000307 | -0.00062 | -0.000866 | -0.001064 | -0.001174 | -0.001293 | -0.001484 | -0.001729 | -0.002105
0.011216 | 0.010698 | 0.010145 | 0.009606 | 0.009174 | 0.008782 | 0.008266 | 0.00786 | 0.007391 | 0.006977 | 0.006587 | 0.006203 | 0.005759 | 0.005233 | 0.004683 | 0.004095 | 0.003488 | 0.002761 | 0.002057 | 0.00133 | 0.000871 | 0.00034 | 0 | -0.00034 | -0.000589 | -0.000843 | -0.001008 | -0.001161 | -0.00133 | -0.001479 | -0.001707 | -0.002073
0.010449 | 0.009966 | 0.009411 | 0.008915 | 0.008474 | 0.008132 | 0.007666 | 0.007353 | 0.006916 | 0.006533 | 0.006218 | 0.005872 | 0.005553 | 0.005004 | 0.004457 | 0.003894 | 0.003258 | 0.002619 | 0.001937 | 0.001254 | 0.000832 | 0.000329 | 0 | -0.000283 | -0.00052 | -0.000767 | -0.000943 | -0.001044 | -0.001186 | -0.00133 | -0.00157 | -0.001974
0.009838 | 0.009394 | 0.008881 | 0.008451 | 0.008052 | 0.007784 | 0.007378 | 0.007078 | 0.00665 | 0.006281 | 0.005994 | 0.005621 | 0.005302 | 0.004812 | 0.004274 | 0.003775 | 0.003132 | 0.002534 | 0.001859 | 0.001208 | 0.000782 | 0.000328 | 0 | -0.000261 | -0.000465 | -0.000735 | -0.000876 | -0.001026 | -0.001142 | -0.001304 | -0.001448 | -0.001809
0.009515 | 0.009059 | 0.008568 | 0.008096 | 0.007687 | 0.00737 | 0.006954 | 0.00665 | 0.006212 | 0.005864 | 0.005617 | 0.00526 | 0.004944 | 0.004509 | 0.004008 | 0.003536 | 0.002966 | 0.00234 | 0.001721 | 0.001091 | 0.000681 | 0.000242 | 0 | -0.000287 | -0.000527 | -0.000751 | -0.000856 | -0.000984 | -0.001056 | -0.001226 | -0.001379 | -0.001719
0.009311 | 0.008861 | 0.008356 | 0.00792 | 0.007523 | 0.007232 | 0.00686 | 0.006533 | 0.006139 | 0.005806 | 0.005558 | 0.00524 | 0.004897 | 0.004455 | 0.003994 | 0.003478 | 0.002926 | 0.002309 | 0.001676 | 0.001076 | 0.000684 | 0.000248 | 0 | -0.00024 | -0.000466 | -0.000623 | -0.000792 | -0.000876 | -0.000952 | -0.001061 | -0.001241 | -0.001565
0.008854 | 0.008409 | 0.007955 | 0.007528 | 0.007174 | 0.006919 | 0.006557 | 0.006243 | 0.005857 | 0.005535 | 0.005293 | 0.005011 | 0.004679 | 0.004252 | 0.003773 | 0.003345 | 0.002788 | 0.002212 | 0.001629 | 0.001014 | 0.000662 | 0.000205 | 0 | -0.000261 | -0.000466 | -0.000614 | -0.000742 | -0.000809 | -0.000887 | -0.000971 | -0.001092 | -0.001397
0.008596 | 0.00818 | 0.007751 | 0.007332 | 0.006967 | 0.006676 | 0.0063 | 0.006006 | 0.005644 | 0.005331 | 0.005061 | 0.00479 | 0.004468 | 0.004068 | 0.003671 | 0.003244 | 0.002672 | 0.002164 | 0.001545 | 0.00096 | 0.000612 | 0.000244 | 0 | -0.000203 | -0.000408 | -0.000525 | -0.000627 | -0.000649 | -0.000705 | -0.000759 | -0.000866 | -0.001198
0.008252 | 0.007808 | 0.007358 | 0.006945 | 0.006599 | 0.006394 | 0.006051 | 0.005767 | 0.005452 | 0.005138 | 0.004913 | 0.004637 | 0.004327 | 0.003952 | 0.003533 | 0.003164 | 0.002624 | 0.002093 | 0.001496 | 0.000899 | 0.00058 | 0.000201 | 0 | -0.000161 | -0.000309 | -0.000444 | -0.000499 | -0.000497 | -0.000495 | -0.000561 | -0.000659 | -0.000961
0.011082 | 0.010981 | 0.010436 | 0.009866 | 0.009344 | 0.008985 | 0.00852 | 0.008104 | 0.007663 | 0.007246 | 0.006886 | 0.006517 | 0.006159 | 0.005637 | 0.005127 | 0.004562 | 0.003957 | 0.003284 | 0.002549 | 0.001747 | 0.001189 | 0.000478 | 0 | -0.000539 | -0.000942 | -0.001421 | -0.00185 | -0.002157 | -0.002461 | -0.002735 | -0.003056 | -0.003466
0.01085 | 0.010733 | 0.010192 | 0.00963 | 0.009156 | 0.008799 | 0.008333 | 0.007902 | 0.007517 | 0.0071 | 0.006757 | 0.006418 | 0.00608 | 0.005596 | 0.005098 | 0.00459 | 0.00395 | 0.00327 | 0.002546 | 0.001772 | 0.001232 | 0.000514 | 0 | -0.000496 | -0.000981 | -0.001455 | -0.001801 | -0.002172 | -0.002451 | -0.002748 | -0.003013 | -0.003441
0.010672 | 0.010518 | 0.009949 | 0.009395 | 0.00889 | 0.008563 | 0.008081 | 0.007703 | 0.007302 | 0.006829 | 0.006562 | 0.006214 | 0.005876 | 0.005364 | 0.004863 | 0.004363 | 0.00374 | 0.003113 | 0.002394 | 0.001676 | 0.001152 | 0.000452 | 0 | -0.000457 | -0.000886 | -0.00133 | -0.001678 | -0.002019 | -0.002267 | -0.00253 | -0.002814 | -0.003226
0.010419 | 0.010244 | 0.009712 | 0.009174 | 0.008714 | 0.008384 | 0.007948 | 0.007567 | 0.007172 | 0.006716 | 0.006412 | 0.006086 | 0.005715 | 0.005278 | 0.004754 | 0.004251 | 0.003669 | 0.003043 | 0.002326 | 0.00161 | 0.001126 | 0.000478 | 0 | -0.00047 | -0.000877 | -0.00132 | -0.001682 | -0.001997 | -0.002251 | -0.002509 | -0.00276 | -0.003179
0.010086 | 0.009869 | 0.009362 | 0.008852 | 0.008399 | 0.008054 | 0.007613 | 0.007246 | 0.006867 | 0.006432 | 0.006131 | 0.005821 | 0.005508 | 0.005044 | 0.004559 | 0.004111 | 0.003526 | 0.002902 | 0.002243 | 0.001545 | 0.001059 | 0.000454 | 0 | -0.000417 | -0.000822 | -0.001244 | -0.001568 | -0.001919 | -0.002135 | -0.00242 | -0.002652 | -0.003039
0.009446 | 0.009226 | 0.008756 | 0.008265 | 0.007876 | 0.007583 | 0.007176 | 0.006829 | 0.006512 | 0.006103 | 0.005834 | 0.00553 | 0.005202 | 0.004791 | 0.0043 | 0.003824 | 0.00329 | 0.002708 | 0.002022 | 0.001381 | 0.000955 | 0.000372 | 0 | -0.000438 | -0.00078 | -0.001172 | -0.001522 | -0.00183 | -0.002053 | -0.00233 | -0.002561 | -0.002967
0.009068 | 0.008718 | 0.008289 | 0.007869 | 0.007541 | 0.007248 | 0.00686 | 0.006522 | 0.006195 | 0.005784 | 0.005526 | 0.005239 | 0.004947 | 0.004515 | 0.004082 | 0.003644 | 0.003141 | 0.002611 | 0.001945 | 0.001323 | 0.000947 | 0.00041 | 0 | -0.000384 | -0.000738 | -0.001117 | -0.00141 | -0.001685 | -0.001911 | -0.002157 | -0.002384 | -0.002765
0.008845 | 0.008454 | 0.007971 | 0.007516 | 0.007112 | 0.006861 | 0.006556 | 0.006254 | 0.005936 | 0.005552 | 0.005321 | 0.005042 | 0.004776 | 0.004366 | 0.003933 | 0.003542 | 0.00302 | 0.002477 | 0.001859 | 0.001257 | 0.000902 | 0.000354 | 0 | -0.000366 | -0.000735 | -0.001077 | -0.001386 | -0.001657 | -0.001847 | -0.002114 | -0.00233 | -0.002716
0.008529 | 0.008067 | 0.007614 | 0.00717 | 0.006818 | 0.006564 | 0.006256 | 0.006057 | 0.005714 | 0.005354 | 0.005123 | 0.00484 | 0.004566 | 0.004189 | 0.003752 | 0.003358 | 0.002848 | 0.002333 | 0.001735 | 0.001162 | 0.000828 | 0.000354 | 0 | -0.000326 | -0.000646 | -0.001017 | -0.001274 | -0.001553 | -0.001748 | -0.001977 | -0.002208 | -0.002568
0.008238 | 0.007744 | 0.007304 | 0.00688 | 0.006579 | 0.006395 | 0.006059 | 0.00578 | 0.005441 | 0.005103 | 0.004867 | 0.004615 | 0.004362 | 0.004004 | 0.003596 | 0.003245 | 0.002741 | 0.002257 | 0.001682 | 0.001152 | 0.000796 | 0.000338 | 0 | -0.000329 | -0.000627 | -0.000975 | -0.001188 | -0.001468 | -0.00163 | -0.00187 | -0.002086 | -0.002423
0.008017 | 0.007543 | 0.007133 | 0.006757 | 0.006413 | 0.006179 | 0.005809 | 0.005524 | 0.005207 | 0.004925 | 0.004698 | 0.004448 | 0.004226 | 0.00385 | 0.003462 | 0.003085 | 0.002646 | 0.002153 | 0.001595 | 0.001046 | 0.000732 | 0.000277 | 0 | -0.000313 | -0.00059 | -0.000915 | -0.001136 | -0.001408 | -0.001535 | -0.001773 | -0.001967 | -0.002309
0.00786 | 0.007344 | 0.006902 | 0.006505 | 0.00619 | 0.005958 | 0.005608 | 0.005349 | 0.00503 | 0.004718 | 0.004512 | 0.004239 | 0.004048 | 0.003715 | 0.003318 | 0.002984 | 0.002526 | 0.002065 | 0.001541 | 0.000998 | 0.000704 | 0.000245 | 0 | -0.000303 | -0.000562 | -0.00087 | -0.001065 | -0.001298 | -0.001443 | -0.001641 | -0.001829 | -0.002102
0.007625 | 0.007163 | 0.006745 | 0.006329 | 0.006004 | 0.005749 | 0.005403 | 0.005145 | 0.004829 | 0.004551 | 0.004347 | 0.00413 | 0.003938 | 0.003655 | 0.003288 | 0.002919 | 0.002492 | 0.002075 | 0.001526 | 0.001025 | 0.000708 | 0.000291 | 0 | -0.000258 | -0.000512 | -0.00078 | -0.001021 | -0.001171 | -0.001294 | -0.001491 | -0.001644 | -0.001912
0.007354 | 0.006942 | 0.006504 | 0.006086 | 0.005772 | 0.00555 | 0.005245 | 0.004997 | 0.004694 | 0.004415 | 0.004247 | 0.00404 | 0.00386 | 0.00353 | 0.003205 | 0.002881 | 0.002408 | 0.001969 | 0.001454 | 0.000962 | 0.000636 | 0.000219 | 0 | -0.000269 | -0.000475 | -0.000723 | -0.000941 | -0.001102 | -0.001214 | -0.001391 | -0.001497 | -0.001784
0.006844 | 0.006509 | 0.006116 | 0.005751 | 0.005451 | 0.005229 | 0.00494 | 0.004694 | 0.004423 | 0.004149 | 0.004001 | 0.00382 | 0.003644 | 0.003358 | 0.003029 | 0.00272 | 0.002326 | 0.001908 | 0.001409 | 0.000921 | 0.00063 | 0.000254 | 0 | -0.000274 | -0.000462 | -0.000686 | -0.000856 | -0.000997 | -0.001071 | -0.001191 | -0.00132 | -0.001558
0.006679 | 0.006464 | 0.006109 | 0.005761 | 0.005456 | 0.005283 | 0.004989 | 0.004789 | 0.004542 | 0.00429 | 0.004116 | 0.003948 | 0.00374 | 0.003472 | 0.003165 | 0.002808 | 0.002416 | 0.001943 | 0.001453 | 0.000968 | 0.00068 | 0.000262 | 0 | -0.00027 | -0.000433 | -0.000689 | -0.000833 | -0.000949 | -0.001055 | -0.001175 | -0.00124 | -0.001504
0.006623 | 0.006417 | 0.006036 | 0.005673 | 0.005386 | 0.005215 | 0.004941 | 0.00475 | 0.004486 | 0.00422 | 0.00408 | 0.003922 | 0.003748 | 0.003454 | 0.00313 | 0.002798 | 0.00236 | 0.001973 | 0.001465 | 0.000988 | 0.000685 | 0.000304 | 0 | -0.000165 | -0.000367 | -0.000584 | -0.000698 | -0.000809 | -0.000861 | -0.000975 | -0.001059 | -0.001273
0.006467 | 0.006295 | 0.005989 | 0.005648 | 0.0054 | 0.005205 | 0.004936 | 0.004723 | 0.004443 | 0.004191 | 0.004051 | 0.003858 | 0.003697 | 0.00343 | 0.003086 | 0.002799 | 0.002346 | 0.001944 | 0.001445 | 0.000921 | 0.000666 | 0.000244 | 0 | -0.000242 | -0.000422 | -0.000589 | -0.000748 | -0.000838 | -0.000908 | -0.000977 | -0.00105 | -0.001226
0.006291 | 0.006141 | 0.005847 | 0.005519 | 0.005246 | 0.005082 | 0.004822 | 0.004629 | 0.00437 | 0.004151 | 0.004031 | 0.003865 | 0.003752 | 0.003462 | 0.003133 | 0.002825 | 0.002406 | 0.001967 | 0.001466 | 0.000986 | 0.000664 | 0.000273 | 0 | -0.000197 | -0.000384 | -0.00057 | -0.000683 | -0.000806 | -0.000862 | -0.000934 | -0.000982 | -0.001191
0.006281 | 0.006115 | 0.005812 | 0.005489 | 0.00528 | 0.005129 | 0.004866 | 0.004656 | 0.004405 | 0.00416 | 0.004038 | 0.003871 | 0.003708 | 0.003436 | 0.003115 | 0.002795 | 0.002413 | 0.001982 | 0.001449 | 0.00098 | 0.000637 | 0.000272 | 0 | -0.00016 | -0.000357 | -0.00056 | -0.000705 | -0.000794 | -0.000788 | -0.000874 | -0.000941 | -0.001133
0.005987 | 0.005832 | 0.005598 | 0.005315 | 0.005117 | 0.004949 | 0.004706 | 0.004521 | 0.004268 | 0.00406 | 0.003935 | 0.003766 | 0.003666 | 0.003399 | 0.003056 | 0.002773 | 0.002362 | 0.001936 | 0.001408 | 0.000965 | 0.000705 | 0.000281 | 0 | -0.000184 | -0.000388 | -0.000585 | -0.000712 | -0.00079 | -0.000849 | -0.000898 | -0.000948 | -0.001162
0.006019 | 0.00588 | 0.005626 | 0.00535 | 0.005156 | 0.005005 | 0.004758 | 0.00458 | 0.004342 | 0.004137 | 0.004031 | 0.003897 | 0.003738 | 0.003489 | 0.003146 | 0.002846 | 0.002415 | 0.001979 | 0.001473 | 0.000966 | 0.000652 | 0.000273 | 0 | -0.000209 | -0.000378 | -0.000592 | -0.000697 | -0.000822 | -0.000875 | -0.000939 | -0.000966 | -0.001219
0.006128 | 0.005944 | 0.005708 | 0.005454 | 0.005269 | 0.00514 | 0.004908 | 0.004751 | 0.004442 | 0.004273 | 0.004093 | 0.003926 | 0.003787 | 0.003514 | 0.003153 | 0.002885 | 0.002432 | 0.001996 | 0.001486 | 0.001002 | 0.000657 | 0.000228 | 0 | -0.000234 | -0.000445 | -0.00065 | -0.000788 | -0.000866 | -0.000888 | -0.000983 | -0.001034 | -0.001281
0.006227 | 0.006057 | 0.005842 | 0.005584 | 0.005391 | 0.005243 | 0.005017 | 0.00486 | 0.004557 | 0.004352 | 0.004214 | 0.004044 | 0.003916 | 0.003636 | 0.003301 | 0.002971 | 0.002528 | 0.002106 | 0.001608 | 0.001021 | 0.000746 | 0.000292 | 0 | -0.000228 | -0.000442 | -0.00066 | -0.000809 | -0.000911 | -0.000948 | -0.001058 | -0.001121 | -0.00133
0.006125 | 0.005959 | 0.005727 | 0.005482 | 0.005325 | 0.0052 | 0.004981 | 0.004839 | 0.004583 | 0.004346 | 0.004225 | 0.004088 | 0.003977 | 0.003652 | 0.003328 | 0.002998 | 0.002534 | 0.002138 | 0.001552 | 0.001058 | 0.000734 | 0.00026 | 0 | -0.000228 | -0.000415 | -0.000662 | -0.000806 | -0.000929 | -0.000974 | -0.001087 | -0.001105 | -0.001415
0.006086 | 0.005924 | 0.005719 | 0.005495 | 0.005328 | 0.005222 | 0.005056 | 0.004888 | 0.004567 | 0.004371 | 0.004256 | 0.004124 | 0.003966 | 0.003685 | 0.003321 | 0.003015 | 0.002576 | 0.002126 | 0.001589 | 0.0011 | 0.000774 | 0.000281 | 0 | -0.00022 | -0.00041 | -0.00069 | -0.000821 | -0.00097 | -0.000986 | -0.001082 | -0.00118 | -0.001424
0.006105 | 0.005975 | 0.005781 | 0.005529 | 0.005324 | 0.005258 | 0.005065 | 0.004866 | 0.004611 | 0.004381 | 0.004257 | 0.004155 | 0.003999 | 0.003711 | 0.003367 | 0.003037 | 0.002612 | 0.002153 | 0.001598 | 0.001054 | 0.000788 | 0.000326 | 0 | -0.000219 | -0.000471 | -0.000728 | -0.000885 | -0.001003 | -0.001019 | -0.001203 | -0.001241 | -0.001586
0.005992 | 0.005856 | 0.005664 | 0.005459 | 0.005277 | 0.00519 | 0.005004 | 0.004844 | 0.004616 | 0.004357 | 0.004247 | 0.004108 | 0.003967 | 0.00374 | 0.003332 | 0.003096 | 0.002564 | 0.002148 | 0.00163 | 0.001071 | 0.000784 | 0.000294 | 0 | -0.000212 | -0.00045 | -0.000667 | -0.00085 | -0.000947 | -0.001009 | -0.001188 | -0.001208 | -0.001563
0.005613 | 0.005473 | 0.005355 | 0.005144 | 0.004965 | 0.004896 | 0.0048 | 0.004601 | 0.004399 | 0.004109 | 0.003989 | 0.00393 | 0.003824 | 0.003475 | 0.003175 | 0.0029 | 0.002456 | 0.002037 | 0.001548 | 0.001016 | 0.0008 | 0.00025 | 0 | -0.000196 | -0.000434 | -0.000733 | -0.00087 | -0.000956 | -0.00104 | -0.001193 | -0.001228 | -0.001525
0.005214 | 0.00511 | 0.00497 | 0.004776 | 0.004687 | 0.004657 | 0.004478 | 0.004354 | 0.004208 | 0.003938 | 0.003876 | 0.003848 | 0.003706 | 0.003483 | 0.003118 | 0.00294 | 0.00242 | 0.002052 | 0.001571 | 0.00098 | 0.00081 | 0.00026 | 0 | -0.000216 | -0.000446 | -0.000621 | -0.000854 | -0.000939 | -0.000983 | -0.001074 | -0.001221 | -0.001493
0.004765 | 0.004669 | 0.004566 | 0.004389 | 0.004311 | 0.004305 | 0.004132 | 0.004083 | 0.003882 | 0.003667 | 0.003592 | 0.003609 | 0.003475 | 0.003176 | 0.002912 | 0.002571 | 0.002246 | 0.002 | 0.001404 | 0.000847 | 0.000737 | 0.000178 | 0 | -0.000266 | -0.000402 | -0.000669 | -0.000792 | -0.00084 | -0.000971 | -0.001085 | -0.001123 | -0.001331
0.004519 | 0.00445 | 0.00437 | 0.004182 | 0.004119 | 0.004134 | 0.003962 | 0.003867 | 0.003722 | 0.0035 | 0.00338 | 0.003358 | 0.003362 | 0.003091 | 0.002801 | 0.002581 | 0.002244 | 0.001839 | 0.001373 | 0.000858 | 0.000782 | 0.000154 | 0 | -0.000293 | -0.000398 | -0.000611 | -0.000778 | -0.000827 | -0.000853 | -0.00105 | -0.001068 | -0.001326
0.004463 | 0.004374 | 0.004271 | 0.004094 | 0.00404 | 0.004065 | 0.00381 | 0.003738 | 0.003674 | 0.003437 | 0.00338 | 0.00341 | 0.003376 | 0.003088 | 0.002769 | 0.002513 | 0.002156 | 0.001818 | 0.001316 | 0.00079 | 0.000761 | 0.00012 | 0 | -0.000219 | -0.000354 | -0.000673 | -0.000715 | -0.000866 | -0.000915 | -0.000961 | -0.001051 | -0.001443
0.004246 | 0.004151 | 0.004067 | 0.003916 | 0.003816 | 0.003865 | 0.003694 | 0.003654 | 0.003504 | 0.003209 | 0.003159 | 0.003221 | 0.003167 | 0.002931 | 0.002616 | 0.002426 | 0.002084 | 0.001806 | 0.001318 | 0.000722 | 0.000707 | 0.000151 | 0 | -0.000225 | -0.000414 | -0.000685 | -0.000733 | -0.00079 | -0.000801 | -0.000924 | -0.000978 | -0.001268
0.004041 | 0.004003 | 0.003966 | 0.003749 | 0.003667 | 0.003723 | 0.003535 | 0.003513 | 0.003349 | 0.003067 | 0.003152 | 0.003165 | 0.003187 | 0.002856 | 0.002597 | 0.002394 | 0.002174 | 0.001923 | 0.001449 | 0.000836 | 0.000877 | 9.6e-05 | 0 | -0.000167 | -0.000349 | -0.000517 | -0.000647 | -0.000751 | -0.000721 | -0.000938 | -0.0008 | -0.001136
0.003852 | 0.00382 | 0.003757 | 0.003591 | 0.003481 | 0.003615 | 0.003502 | 0.003458 | 0.003307 | 0.003099 | 0.003054 | 0.003187 | 0.003231 | 0.002894 | 0.0026 | 0.002329 | 0.002054 | 0.001856 | 0.001389 | 0.000768 | 0.00076 | 0.000167 | 0 | -0.000189 | -0.000304 | -0.000552 | -0.00064 | -0.000714 | -0.000676 | -0.000744 | -0.000716 | -0.001028
0.003731 | 0.003699 | 0.003708 | 0.003477 | 0.003513 | 0.003584 | 0.003467 | 0.003334 | 0.003351 | 0.002841 | 0.003032 | 0.003128 | 0.003063 | 0.002808 | 0.002558 | 0.00233 | 0.002053 | 0.001939 | 0.001382 | 0.000826 | 0.000914 | 0.000216 | 0 | -0.000184 | -0.000419 | -0.000485 | -0.000626 | -0.00054 | -0.000554 | -0.000715 | -0.000688 | -0.000986
0.00297 | 0.003063 | 0.003082 | 0.002949 | 0.002938 | 0.003082 | 0.002909 | 0.002969 | 0.003098 | 0.00271 | 0.002719 | 0.002933 | 0.00306 | 0.002752 | 0.00247 | 0.002303 | 0.002095 | 0.001928 | 0.001546 | 0.000812 | 0.000963 | 0.000138 | 0 | -0.000132 | -0.000207 | -0.000234 | -0.000472 | -0.000402 | -0.000177 | -0.000459 | -0.000288 | -0.000586
0.002358 | 0.002443 | 0.002457 | 0.002277 | 0.002342 | 0.002552 | 0.002446 | 0.002606 | 0.002828 | 0.002168 | 0.002415 | 0.002619 | 0.002742 | 0.002493 | 0.002096 | 0.002162 | 0.001936 | 0.001743 | 0.001329 | 0.000644 | 0.00097 | 0.000224 | 0 | 4.9e-05 | -2.4e-05 | -0.000254 | -0.000344 | -0.000204 | -0.000173 | -0.000191 | -3.7e-05 | -0.000337

## ACS124_CC_tcarray
-0.04135 | -0.036092 | -0.031042 | -0.028831 | -0.026 | -0.02233 | -0.021661 | -0.021123 | -0.018449 | -0.016475 | -0.013923 | -0.012663 | -0.011222 | -0.008833 | -0.007796 | -0.005845 | -0.00704 | -0.004919 | -0.002618 | -0.001359 | -9e-06 | -0.002371 | 0 | -4.3e-05 | 0.001192 | 0.00062 | 0.002747 | 0.001697 | 0.002964 | 0.003642 | 0.004017 | 0.004135
-0.039197 | -0.034309 | -0.030573 | -0.028124 | -0.026219 | -0.022084 | -0.021462 | -0.019496 | -0.017764 | -0.015712 | -0.014496 | -0.011718 | -0.009871 | -0.009647 | -0.008451 | -0.007825 | -0.005806 | -0.005007 | -0.004335 | -0.003606 | -0.003279 | -0.001889 | 0 | 0.000336 | 0.001488 | 0.001386 | 0.000511 | 0.001199 | 0.001416 | 0.002175 | 0.002086 | 0.004495
-0.039666 | -0.035864 | -0.031183 | -0.028288 | -0.025305 | -0.021983 | -0.020614 | -0.018206 | -0.018856 | -0.015844 | -0.013637 | -0.013494 | -0.01225 | -0.011328 | -0.009347 | -0.008437 | -0.006157 | -0.00471 | -0.002441 | -0.000525 | 0.000634 | 0.000263 | 0 | 0.002076 | 0.002446 | 0.002141 | 0.001918 | 0.00153 | 0.001233 | 0.001907 | 0.003811 | 0.005696
-0.03943 | -0.034286 | -0.029918 | -0.027338 | -0.024961 | -0.022936 | -0.021614 | -0.020166 | -0.017547 | -0.01615 | -0.014823 | -0.012361 | -0.011676 | -0.010208 | -0.009158 | -0.008184 | -0.006846 | -0.004055 | -0.00192 | -0.000371 | -0.000875 | -0.000605 | 0 | -0.000366 | 5.4e-05 | 0.000303 | -0.000315 | -0.000839 | -0.000287 | -0.000303 | 0.000819 | 0.003524
-0.03715 | -0.032299 | -0.028205 | -0.025228 | -0.021973 | -0.0184 | -0.017 | -0.015517 | -0.013711 | -0.012153 | -0.01035 | -0.009474 | -0.007957 | -0.006985 | -0.006193 | -0.006529 | -0.005075 | -0.004888 | -0.003004 | -0.002354 | -0.000944 | -0.000333 | 0 | 0.001096 | 0.001236 | 0.001 | 0.000776 | 0.001872 | 0.001782 | 0.002543 | 0.002513 | 0.003215
-0.036104 | -0.032166 | -0.027179 | -0.024124 | -0.021015 | -0.018521 | -0.016221 | -0.013706 | -0.012362 | -0.010066 | -0.00873 | -0.007247 | -0.005938 | -0.005 | -0.003817 | -0.004119 | -0.003792 | -0.002425 | -0.00114 | -0.000733 | -0.000852 | -0.000181 | 0 | 0.000698 | 0.002179 | 0.001264 | 0.003102 | 0.003283 | 0.004015 | 0.004331 | 0.003832 | 0.004718
-0.036026 | -0.032015 | -0.028536 | -0.025885 | -0.02385 | -0.020863 | -0.019156 | -0.017316 | -0.015379 | -0.013459 | -0.0107 | -0.008082 | -0.007952 | -0.006058 | -0.005215 | -0.004154 | -0.003214 | -0.002906 | -0.002774 | -0.001421 | -0.000775 | -0.00085 | 0 | 0.000156 | 0.00181 | 0.002099 | 0.00178 | 0.002377 | 0.002888 | 0.003466 | 0.003707 | 0.00374
-0.037153 | -0.033844 | -0.030737 | -0.028331 | -0.025667 | -0.023028 | -0.020831 | -0.019411 | -0.017294 | -0.015572 | -0.014164 | -0.012952 | -0.011269 | -0.009936 | -0.008938 | -0.007585 | -0.005772 | -0.003641 | -0.002963 | -0.001816 | -0.001569 | -0.000385 | 0 | 0.000747 | 0.000556 | 0.000703 | 0.000634 | -2.4e-05 | -0.000248 | 3e-05 | 0.001147 | 0.003296
-0.035149 | -0.032228 | -0.029072 | -0.027107 | -0.025099 | -0.023164 | -0.021933 | -0.020167 | -0.018764 | -0.016897 | -0.015687 | -0.014042 | -0.012467 | -0.011372 | -0.009667 | -0.00767 | -0.006669 | -0.00429 | -0.001969 | -0.000486 | -0.000342 | 7.2e-05 | 0 | 1.6e-05 | -5.4e-05 | -0.000718 | -0.001278 | -0.002095 | -0.002384 | -0.001814 | -0.000432 | 0.001551
-0.028474 | -0.025823 | -0.023588 | -0.022527 | -0.020899 | -0.018912 | -0.01747 | -0.015889 | -0.013933 | -0.012457 | -0.010663 | -0.009554 | -0.00844 | -0.007268 | -0.006738 | -0.006003 | -0.004983 | -0.003857 | -0.002372 | -0.001273 | -0.000318 | -0.000202 | 0 | 0.000135 | 0.000595 | 0.000217 | -2.2e-05 | -9.3e-05 | 0.000403 | 0.00057 | 0.000788 | 0.001711
-0.023206 | -0.020961 | -0.018509 | -0.016443 | -0.014852 | -0.012839 | -0.011478 | -0.010304 | -0.009415 | -0.007673 | -0.006406 | -0.005675 | -0.004808 | -0.004181 | -0.003387 | -0.003344 | -0.003153 | -0.002633 | -0.002523 | -0.001586 | -0.001263 | -0.0011 | 0 | 0.000435 | 0.000962 | 0.001108 | 0.001688 | 0.003018 | 0.003872 | 0.004062 | 0.0033 | 0.0035
-0.022206 | -0.019432 | -0.01669 | -0.015034 | -0.013523 | -0.011828 | -0.010609 | -0.009429 | -0.007907 | -0.006708 | -0.005684 | -0.004115 | -0.002991 | -0.002113 | -0.00153 | -0.001292 | -0.001122 | -0.001318 | -0.001122 | -0.000892 | -0.00062 | -0.000206 | 0 | 0.00046 | 0.001272 | 0.001776 | 0.003176 | 0.00376 | 0.004494 | 0.004768 | 0.004209 | 0.003904
-0.025327 | -0.022598 | -0.020173 | -0.018458 | -0.01681 | -0.015071 | -0.013774 | -0.012453 | -0.010921 | -0.00961 | -0.008471 | -0.007299 | -0.006482 | -0.005664 | -0.00436 | -0.003614 | -0.002575 | -0.001828 | -0.001535 | -0.00161 | -0.00112 | -0.000437 | 0 | 0.000453 | 0.001143 | 0.001322 | 0.001663 | 0.001976 | 0.002008 | 0.002603 | 0.003447 | 0.004025
-0.028524 | -0.025782 | -0.022957 | -0.020855 | -0.019178 | -0.017524 | -0.016318 | -0.015262 | -0.014298 | -0.013309 | -0.012142 | -0.011318 | -0.010044 | -0.009214 | -0.008075 | -0.00674 | -0.004993 | -0.003512 | -0.001865 | -0.001064 | -0.000702 | -0.000455 | 0 | 2e-05 | 0.000159 | -0.00018 | -0.000553 | -0.001371 | -0.001644 | -0.000864 | 0.000747 | 0.002612
-0.026305 | -0.023644 | -0.021196 | -0.019863 | -0.018427 | -0.01693 | -0.015793 | -0.01464 | -0.013541 | -0.01226 | -0.011013 | -0.009961 | -0.00925 | -0.008112 | -0.007191 | -0.006216 | -0.004933 | -0.003135 | -0.001466 | -0.000216 | 0.000159 | 0.000363 | 0 | 2.9e-05 | 6.2e-05 | -0.000467 | -0.001128 | -0.001404 | -0.001258 | -0.00071 | 0.000523 | 0.002217
-0.020252 | -0.018157 | -0.016119 | -0.014476 | -0.013149 | -0.011706 | -0.010601 | -0.009478 | -0.008435 | -0.007476 | -0.006368 | -0.005685 | -0.004939 | -0.004466 | -0.004234 | -0.004413 | -0.003621 | -0.002971 | -0.001988 | -0.001224 | -0.000948 | -0.000539 | 0 | 0.000317 | 0.000289 | 0.000412 | 0.000811 | 0.001689 | 0.002367 | 0.002974 | 0.003195 | 0.003472
-0.01531 | -0.013076 | -0.010908 | -0.009367 | -0.008084 | -0.006856 | -0.005874 | -0.005038 | -0.004284 | -0.003274 | -0.002612 | -0.001801 | -0.001134 | -0.000737 | -0.000293 | -0.00053 | -0.001056 | -0.001261 | -0.001146 | -0.001017 | -0.000496 | -0.000231 | 0 | 0.000397 | 0.001107 | 0.001983 | 0.003375 | 0.004935 | 0.006335 | 0.006332 | 0.005873 | 0.005715
-0.015739 | -0.013577 | -0.011567 | -0.010216 | -0.009097 | -0.007792 | -0.006883 | -0.005892 | -0.004903 | -0.003833 | -0.002712 | -0.002029 | -0.001234 | -0.000691 | -0.000222 | -0.000298 | -0.000423 | -0.000836 | -0.001305 | -0.001194 | -0.000873 | -0.00055 | 0 | 0.000829 | 0.001869 | 0.00282 | 0.00408 | 0.005295 | 0.006309 | 0.007049 | 0.006858 | 0.006173
-0.020676 | -0.018402 | -0.016222 | -0.01472 | -0.013333 | -0.011956 | -0.010954 | -0.009962 | -0.009063 | -0.008288 | -0.00743 | -0.006667 | -0.006033 | -0.005248 | -0.004402 | -0.003468 | -0.002428 | -0.001909 | -0.001704 | -0.00157 | -0.001227 | -0.000717 | 0 | 0.000655 | 0.001224 | 0.001912 | 0.002326 | 0.002825 | 0.003193 | 0.004172 | 0.005284 | 0.005965
-0.023782 | -0.021425 | -0.019153 | -0.017697 | -0.016498 | -0.015367 | -0.014396 | -0.013633 | -0.012885 | -0.0121 | -0.011383 | -0.010451 | -0.00953 | -0.008416 | -0.007476 | -0.005924 | -0.004387 | -0.002871 | -0.001383 | -0.000622 | -0.000273 | 2.7e-05 | 0 | 0.000274 | 0.000578 | 0.000452 | 0.000329 | -0.000311 | -0.000256 | 0.000686 | 0.002493 | 0.004505
-0.023795 | -0.021775 | -0.019928 | -0.01869 | -0.017546 | -0.016373 | -0.015396 | -0.014319 | -0.013416 | -0.012478 | -0.011493 | -0.010598 | -0.009952 | -0.009178 | -0.008222 | -0.007245 | -0.00563 | -0.003735 | -0.002136 | -0.000858 | -0.000741 | -0.00029 | 0 | 2.3e-05 | 2.5e-05 | -0.000245 | -0.000594 | -0.000771 | -0.000779 | 0.000527 | 0.00203 | 0.003939
-0.018591 | -0.016765 | -0.014887 | -0.013485 | -0.012443 | -0.011281 | -0.010449 | -0.009661 | -0.008778 | -0.00809 | -0.007428 | -0.006778 | -0.006273 | -0.005758 | -0.00535 | -0.004849 | -0.004317 | -0.003287 | -0.002003 | -0.001099 | -0.000811 | -0.00038 | 0 | 8.3e-05 | 0.000481 | 0.00055 | 0.000911 | 0.001779 | 0.002776 | 0.003384 | 0.003919 | 0.004931
-0.013307 | -0.011481 | -0.009696 | -0.008632 | -0.007698 | -0.006713 | -0.005905 | -0.005172 | -0.004241 | -0.003451 | -0.002808 | -0.001886 | -0.001314 | -0.001054 | -0.000889 | -0.001085 | -0.001477 | -0.001686 | -0.001478 | -0.001034 | -0.000482 | -0.000282 | 0 | 0.000505 | 0.001324 | 0.00227 | 0.003596 | 0.005317 | 0.006852 | 0.007311 | 0.006918 | 0.006665
-0.011691 | -0.010017 | -0.008442 | -0.007268 | -0.006269 | -0.005302 | -0.004394 | -0.003436 | -0.002625 | -0.001766 | -0.000949 | -0.000395 | 0.000125 | 0.000492 | 0.000581 | 0.000197 | -0.000356 | -0.001169 | -0.001818 | -0.001948 | -0.001612 | -0.000989 | 0 | 0.001002 | 0.00203 | 0.003323 | 0.005245 | 0.007297 | 0.008819 | 0.009369 | 0.008847 | 0.00799
-0.01382 | -0.01194 | -0.010084 | -0.008864 | -0.007854 | -0.006836 | -0.006182 | -0.00542 | -0.004732 | -0.00405 | -0.003384 | -0.002752 | -0.002116 | -0.001473 | -0.001017 | -0.000692 | -0.000676 | -0.001049 | -0.001516 | -0.001627 | -0.001299 | -0.000758 | 0 | 0.000956 | 0.002074 | 0.003259 | 0.004811 | 0.006066 | 0.007108 | 0.007737 | 0.008214 | 0.007962
-0.018756 | -0.016727 | -0.014968 | -0.013792 | -0.012847 | -0.011866 | -0.010985 | -0.010171 | -0.009527 | -0.008758 | -0.007936 | -0.007243 | -0.00648 | -0.005698 | -0.004705 | -0.003767 | -0.002856 | -0.002161 | -0.001759 | -0.001452 | -0.001042 | -0.00071 | 0 | 0.000555 | 0.00135 | 0.002023 | 0.002591 | 0.002821 | 0.003088 | 0.004149 | 0.005464 | 0.00655
-0.022095 | -0.02023 | -0.018437 | -0.017157 | -0.016176 | -0.015131 | -0.01418 | -0.013336 | -0.01268 | -0.01192 | -0.011247 | -0.010661 | -0.010002 | -0.009112 | -0.008103 | -0.006819 | -0.005121 | -0.003397 | -0.001998 | -0.001212 | -0.00091 | -0.000381 | 0 | 0.000389 | 0.000697 | 0.000713 | 0.000476 | -3e-05 | -0.000114 | 0.001163 | 0.003094 | 0.005116
-0.020598 | -0.018835 | -0.017172 | -0.016066 | -0.015213 | -0.014352 | -0.013703 | -0.013135 | -0.012582 | -0.011912 | -0.01128 | -0.010591 | -0.009863 | -0.009228 | -0.008322 | -0.007151 | -0.005598 | -0.003782 | -0.002006 | -0.000815 | -0.000456 | -0.000161 | 0 | 5.1e-05 | 0.00012 | 8.4e-05 | -0.000334 | -0.000722 | -0.000518 | 0.000428 | 0.002189 | 0.004371
-0.016287 | -0.014842 | -0.013507 | -0.012573 | -0.011807 | -0.01097 | -0.010226 | -0.009466 | -0.008682 | -0.008003 | -0.007358 | -0.00681 | -0.006266 | -0.005893 | -0.005466 | -0.005115 | -0.00449 | -0.003347 | -0.00205 | -0.000978 | -0.000771 | -0.000357 | 0 | 0.000155 | 0.000551 | 0.000738 | 0.000981 | 0.00149 | 0.002298 | 0.003053 | 0.003722 | 0.004801
-0.010533 | -0.009319 | -0.008018 | -0.007118 | -0.006327 | -0.005595 | -0.004939 | -0.004267 | -0.003619 | -0.00308 | -0.002485 | -0.002023 | -0.001767 | -0.00149 | -0.001579 | -0.001895 | -0.002107 | -0.002122 | -0.001825 | -0.001327 | -0.001051 | -0.000483 | 0 | 0.000613 | 0.001212 | 0.001999 | 0.003242 | 0.00495 | 0.006311 | 0.00672 | 0.006396 | 0.006242
-0.006825 | -0.005525 | -0.004279 | -0.003488 | -0.002848 | -0.002216 | -0.00173 | -0.001214 | -0.000565 | 6.1e-05 | 0.000657 | 0.001207 | 0.001612 | 0.001736 | 0.001712 | 0.001056 | 0.000237 | -0.000703 | -0.001332 | -0.001387 | -0.000949 | -0.000566 | 0 | 0.000833 | 0.001944 | 0.003322 | 0.005256 | 0.007174 | 0.008888 | 0.009169 | 0.008373 | 0.007348
-0.007679 | -0.006438 | -0.005218 | -0.004362 | -0.003665 | -0.002901 | -0.002172 | -0.001454 | -0.000833 | -0.000183 | 0.000404 | 0.000842 | 0.001276 | 0.001438 | 0.001484 | 0.001174 | 0.000408 | -0.000619 | -0.001498 | -0.001887 | -0.001556 | -0.000962 | 0 | 0.000998 | 0.00222 | 0.003665 | 0.005499 | 0.007421 | 0.008692 | 0.009256 | 0.008673 | 0.007614
-0.010927 | -0.009517 | -0.008154 | -0.007206 | -0.006508 | -0.005792 | -0.005143 | -0.004576 | -0.004014 | -0.003552 | -0.00298 | -0.002511 | -0.002044 | -0.001476 | -0.001064 | -0.000604 | -0.00055 | -0.000727 | -0.001327 | -0.001524 | -0.001104 | -0.00064 | 0 | 0.000915 | 0.001801 | 0.002913 | 0.004123 | 0.00506 | 0.005832 | 0.006472 | 0.006941 | 0.006818
-0.015192 | -0.013583 | -0.012163 | -0.011224 | -0.010526 | -0.009712 | -0.009161 | -0.008611 | -0.008132 | -0.007579 | -0.00705 | -0.006422 | -0.00579 | -0.005154 | -0.004262 | -0.00333 | -0.002408 | -0.001746 | -0.00134 | -0.00118 | -0.00086 | -0.000526 | 0 | 0.000396 | 0.001038 | 0.001496 | 0.001761 | 0.001681 | 0.001721 | 0.00258 | 0.003906 | 0.004954
-0.019408 | -0.017877 | -0.016383 | -0.015374 | -0.014533 | -0.013674 | -0.012862 | -0.012145 | -0.011631 | -0.011008 | -0.010477 | -0.009987 | -0.009372 | -0.008655 | -0.007614 | -0.006274 | -0.004708 | -0.003004 | -0.001767 | -0.000984 | -0.000754 | -0.000333 | 0 | 0.000161 | 0.00037 | 0.000211 | -0.000265 | -0.000986 | -0.001309 | -0.000303 | 0.001668 | 0.003595
-0.019023 | -0.017463 | -0.015999 | -0.015026 | -0.014306 | -0.013557 | -0.012999 | -0.012409 | -0.011916 | -0.011434 | -0.01087 | -0.010293 | -0.009744 | -0.009027 | -0.008135 | -0.006869 | -0.005267 | -0.003354 | -0.001601 | -0.000542 | -0.000229 | -2.5e-05 | 0 | -8.7e-05 | -0.000261 | -0.000636 | -0.001328 | -0.002214 | -0.002421 | -0.001497 | 0.000306 | 0.002416
-0.016127 | -0.014779 | -0.013567 | -0.012737 | -0.012097 | -0.011314 | -0.010684 | -0.010121 | -0.009495 | -0.008912 | -0.008334 | -0.007836 | -0.007297 | -0.006888 | -0.006349 | -0.005711 | -0.004615 | -0.003177 | -0.001595 | -0.00052 | -0.000372 | -8e-05 | 0 | -0.000136 | -0.000168 | -0.000483 | -0.000924 | -0.001147 | -0.000969 | -0.000268 | 0.00076 | 0.002267
-0.012309 | -0.01111 | -0.009854 | -0.008996 | -0.00827 | -0.007582 | -0.006932 | -0.006329 | -0.005759 | -0.005166 | -0.004674 | -0.004222 | -0.003931 | -0.003638 | -0.003464 | -0.003385 | -0.003145 | -0.002459 | -0.001532 | -0.000794 | -0.000488 | -0.000162 | 0 | 0.00013 | 0.000265 | 0.000335 | 0.000727 | 0.001413 | 0.002237 | 0.002583 | 0.002688 | 0.003212
-0.008338 | -0.007098 | -0.005955 | -0.005182 | -0.004558 | -0.003909 | -0.003355 | -0.002798 | -0.002128 | -0.001553 | -0.000982 | -0.000489 | -0.00012 | 6.2e-05 | -4e-05 | -0.000422 | -0.000955 | -0.001246 | -0.001224 | -0.000881 | -0.000637 | -0.000302 | 0 | 0.000401 | 0.000944 | 0.001601 | 0.002791 | 0.004193 | 0.005536 | 0.005651 | 0.004969 | 0.004375
-0.005845 | -0.00461 | -0.003469 | -0.002659 | -0.002001 | -0.001296 | -0.000627 | -1e-06 | 0.000644 | 0.001268 | 0.001826 | 0.002289 | 0.002599 | 0.002642 | 0.00237 | 0.00168 | 0.00068 | -0.000419 | -0.001166 | -0.001344 | -0.001024 | -0.000658 | 0 | 0.000675 | 0.001527 | 0.002586 | 0.004228 | 0.006154 | 0.00756 | 0.007615 | 0.006549 | 0.005238
-0.005698 | -0.004475 | -0.003229 | -0.00238 | -0.001687 | -0.001013 | -0.000433 | 0.000151 | 0.000739 | 0.001305 | 0.00181 | 0.002284 | 0.002578 | 0.002727 | 0.002655 | 0.002128 | 0.001185 | 4e-06 | -0.001064 | -0.001475 | -0.001172 | -0.000629 | 0 | 0.000882 | 0.001803 | 0.003052 | 0.004882 | 0.006766 | 0.008092 | 0.008226 | 0.007259 | 0.005898
-0.010367 | -0.008746 | -0.007249 | -0.006273 | -0.005542 | -0.004806 | -0.004156 | -0.00353 | -0.002836 | -0.002241 | -0.001634 | -0.001049 | -0.000456 | 1.2e-05 | 0.000408 | 0.000431 | 0.000132 | -0.00047 | -0.001218 | -0.001476 | -0.001069 | -0.000637 | 0 | 0.000793 | 0.001678 | 0.002787 | 0.004274 | 0.005482 | 0.006373 | 0.006675 | 0.006295 | 0.00549
-0.014375 | -0.012613 | -0.011156 | -0.01007 | -0.009294 | -0.008418 | -0.007641 | -0.006896 | -0.006249 | -0.005526 | -0.004964 | -0.004311 | -0.003696 | -0.003095 | -0.002426 | -0.001809 | -0.001382 | -0.001311 | -0.001455 | -0.001432 | -0.001074 | -0.000612 | 0 | 0.000691 | 0.001355 | 0.002075 | 0.00274 | 0.003254 | 0.003524 | 0.004047 | 0.004586 | 0.004599
-0.018097 | -0.016304 | -0.014681 | -0.013594 | -0.012718 | -0.011861 | -0.011088 | -0.010371 | -0.00984 | -0.009209 | -0.00865 | -0.007999 | -0.007318 | -0.00651 | -0.005614 | -0.004418 | -0.003219 | -0.002163 | -0.001567 | -0.001146 | -0.000816 | -0.000374 | 0 | 0.000276 | 0.000614 | 0.000746 | 0.000686 | 0.000214 | 4.7e-05 | 0.00076 | 0.002041 | 0.00314
-0.020151 | -0.018236 | -0.016645 | -0.015631 | -0.014871 | -0.014109 | -0.013382 | -0.012781 | -0.012172 | -0.011614 | -0.010952 | -0.010368 | -0.009656 | -0.008783 | -0.007675 | -0.006281 | -0.00463 | -0.003 | -0.001553 | -0.000745 | -0.000443 | -0.00015 | 0 | -1.8e-05 | -5.1e-05 | -0.000348 | -0.001002 | -0.002011 | -0.002508 | -0.001734 | -5e-06 | 0.00182
-0.020414 | -0.01864 | -0.017159 | -0.01612 | -0.015338 | -0.014438 | -0.01367 | -0.013028 | -0.012421 | -0.011817 | -0.011247 | -0.010661 | -0.009956 | -0.009269 | -0.008294 | -0.006996 | -0.005346 | -0.003364 | -0.001646 | -0.000614 | -0.000411 | -0.000133 | 0 | -0.000214 | -0.000484 | -0.001087 | -0.002072 | -0.003013 | -0.003537 | -0.002824 | -0.001225 | 0.000723
-0.017852 | -0.016184 | -0.014739 | -0.013821 | -0.013087 | -0.012343 | -0.011656 | -0.011107 | -0.010509 | -0.009969 | -0.009417 | -0.008869 | -0.00834 | -0.007705 | -0.007005 | -0.006027 | -0.004783 | -0.003125 | -0.001479 | -0.000345 | -0.000109 | 0.000128 | 0 | -0.000293 | -0.000508 | -0.00103 | -0.001759 | -0.002387 | -0.00253 | -0.002054 | -0.000946 | 0.000576
-0.013791 | -0.012312 | -0.011101 | -0.010295 | -0.009645 | -0.008964 | -0.008371 | -0.007744 | -0.007115 | -0.006517 | -0.005946 | -0.005391 | -0.004876 | -0.0045 | -0.004153 | -0.003778 | -0.003301 | -0.002409 | -0.001283 | -0.000478 | -0.000254 | -8e-05 | 0 | -0.000109 | -0.000212 | -0.000415 | -0.000538 | -0.000502 | -0.000189 | 9e-05 | 0.000305 | 0.00098
-0.009379 | -0.008088 | -0.006956 | -0.006176 | -0.005542 | -0.004913 | -0.004345 | -0.003722 | -0.003177 | -0.002581 | -0.00211 | -0.001636 | -0.001374 | -0.00119 | -0.001155 | -0.001385 | -0.001569 | -0.001557 | -0.001175 | -0.000764 | -0.000558 | -0.000254 | 0 | 0.000223 | 0.000448 | 0.000672 | 0.001223 | 0.002182 | 0.002938 | 0.002944 | 0.002342 | 0.002024
-0.005604 | -0.004451 | -0.00346 | -0.002684 | -0.002117 | -0.001529 | -0.001031 | -0.000479 | 6.9e-05 | 0.00064 | 0.001184 | 0.001606 | 0.001905 | 0.001964 | 0.001798 | 0.001202 | 0.000356 | -0.000477 | -0.000885 | -0.000935 | -0.000707 | -0.000383 | 0 | 0.000412 | 0.000904 | 0.001626 | 0.002826 | 0.004278 | 0.005363 | 0.005225 | 0.004078 | 0.00288
-0.004164 | -0.003046 | -0.001966 | -0.001249 | -0.000662 | -8.5e-05 | 0.000426 | 0.000957 | 0.001558 | 0.002098 | 0.002548 | 0.002963 | 0.003243 | 0.003342 | 0.003116 | 0.002472 | 0.001454 | 0.000287 | -0.000731 | -0.001083 | -0.000866 | -0.000485 | 0 | 0.000607 | 0.00137 | 0.002295 | 0.00376 | 0.005392 | 0.006513 | 0.00633 | 0.005037 | 0.00347
-0.004969 | -0.003788 | -0.00268 | -0.001982 | -0.001364 | -0.000749 | -0.000187 | 0.00033 | 0.00091 | 0.001359 | 0.00185 | 0.00227 | 0.002574 | 0.002821 | 0.002745 | 0.002342 | 0.00158 | 0.000505 | -0.00064 | -0.001104 | -0.000856 | -0.000567 | 0 | 0.000725 | 0.001438 | 0.002428 | 0.003824 | 0.005261 | 0.006097 | 0.006059 | 0.005109 | 0.00374
-0.00772 | -0.006582 | -0.00537 | -0.004576 | -0.003943 | -0.003289 | -0.002725 | -0.002174 | -0.001631 | -0.001113 | -0.00063 | -0.000269 | 0.000142 | 0.000448 | 0.000694 | 0.000763 | 0.00045 | -0.000132 | -0.000842 | -0.001193 | -0.000889 | -0.000513 | 0 | 0.000609 | 0.001241 | 0.002007 | 0.00293 | 0.003667 | 0.004056 | 0.004263 | 0.003935 | 0.003197
-0.011478 | -0.010205 | -0.008918 | -0.008037 | -0.007347 | -0.006672 | -0.005991 | -0.005459 | -0.005046 | -0.004484 | -0.004039 | -0.003535 | -0.00305 | -0.002533 | -0.001949 | -0.00137 | -0.000866 | -0.00071 | -0.000857 | -0.000874 | -0.00071 | -0.000383 | 0 | 0.000389 | 0.000798 | 0.001099 | 0.001357 | 0.001311 | 0.001262 | 0.001647 | 0.002156 | 0.002334
-0.014839 | -0.013474 | -0.012115 | -0.011195 | -0.010509 | -0.009774 | -0.009121 | -0.008582 | -0.008085 | -0.007607 | -0.007146 | -0.006627 | -0.006116 | -0.005464 | -0.00466 | -0.00363 | -0.002516 | -0.00151 | -0.000942 | -0.000585 | -0.00041 | -0.000168 | 0 | 0.000114 | 0.000159 | 3.7e-05 | -0.000361 | -0.001139 | -0.00158 | -0.001013 | 0.000186 | 0.001286
-0.016922 | -0.015596 | -0.014264 | -0.013365 | -0.012609 | -0.011902 | -0.011303 | -0.010745 | -0.010339 | -0.009825 | -0.009407 | -0.008981 | -0.008384 | -0.007719 | -0.006793 | -0.005499 | -0.004004 | -0.002355 | -0.00114 | -0.000394 | -0.000221 | -7.1e-05 | 0 | -0.000134 | -0.000307 | -0.000845 | -0.001684 | -0.002879 | -0.00348 | -0.00284 | -0.001213 | 0.000491
-0.017599 | -0.016237 | -0.014919 | -0.014058 | -0.01337 | -0.012708 | -0.012089 | -0.011563 | -0.011063 | -0.010636 | -0.010159 | -0.009643 | -0.009091 | -0.008404 | -0.007492 | -0.006249 | -0.004613 | -0.002741 | -0.001147 | -0.000209 | -4.6e-05 | 0.000151 | 0 | -0.000331 | -0.000617 | -0.001315 | -0.002356 | -0.003589 | -0.00421 | -0.003566 | -0.001928 | -3.8e-05
-0.01569 | -0.014381 | -0.013193 | -0.012408 | -0.011765 | -0.011079 | -0.010512 | -0.009985 | -0.009553 | -0.009045 | -0.008658 | -0.008219 | -0.007769 | -0.007238 | -0.006611 | -0.00565 | -0.004403 | -0.002744 | -0.001195 | -0.000151 | -5.8e-05 | 5.3e-05 | 0 | -0.000322 | -0.000649 | -0.001279 | -0.002196 | -0.002995 | -0.003324 | -0.002734 | -0.001512 | 0.000139
-0.013256 | -0.011996 | -0.01085 | -0.010026 | -0.009376 | -0.008755 | -0.00818 | -0.007684 | -0.007237 | -0.006738 | -0.006326 | -0.005879 | -0.005488 | -0.005178 | -0.004745 | -0.004259 | -0.003472 | -0.002295 | -0.001083 | -0.000201 | -8.6e-05 | 7.6e-05 | 0 | -0.000167 | -0.000326 | -0.000699 | -0.001051 | -0.001343 | -0.001082 | -0.000715 | -5e-05 | 0.000982
-0.00942 | -0.00821 | -0.007176 | -0.006529 | -0.006036 | -0.005494 | -0.004992 | -0.004561 | -0.003974 | -0.003507 | -0.002973 | -0.002632 | -0.002318 | -0.002104 | -0.001948 | -0.001914 | -0.001893 | -0.001526 | -0.000876 | -0.00035 | -0.000238 | -6.4e-05 | 0 | 6e-06 | 0.000163 | 0.000167 | 0.000494 | 0.000938 | 0.001477 | 0.001741 | 0.001619 | 0.001866
-0.006182 | -0.005011 | -0.004033 | -0.003349 | -0.002787 | -0.002176 | -0.001711 | -0.001092 | -0.000703 | -0.000165 | 0.000212 | 0.000534 | 0.000752 | 0.000784 | 0.000621 | 0.000167 | -0.000425 | -0.000766 | -0.000867 | -0.000709 | -0.000581 | -0.000322 | 0 | 0.000404 | 0.000728 | 0.001246 | 0.002104 | 0.003355 | 0.004323 | 0.004404 | 0.003682 | 0.003073
-0.003969 | -0.002736 | -0.001693 | -0.000995 | -0.000441 | 0.000118 | 0.000542 | 0.000921 | 0.001489 | 0.001882 | 0.002358 | 0.002769 | 0.00297 | 0.002903 | 0.002687 | 0.001983 | 0.001098 | 0.000139 | -0.000573 | -0.000786 | -0.000571 | -0.000252 | 0 | 0.000572 | 0.001227 | 0.002065 | 0.003461 | 0.005148 | 0.006443 | 0.006418 | 0.005336 | 0.004032
-0.002492 | -0.001242 | -0.000271 | 0.000293 | 0.00074 | 0.00126 | 0.0017 | 0.002227 | 0.002818 | 0.003277 | 0.00368 | 0.004059 | 0.00421 | 0.004229 | 0.003943 | 0.00313 | 0.001972 | 0.000631 | -0.000529 | -0.001002 | -0.00084 | -0.00059 | 0 | 0.000657 | 0.001466 | 0.002565 | 0.004305 | 0.006077 | 0.007281 | 0.007308 | 0.00607 | 0.004496
-0.003145 | -0.001834 | -0.000698 | 0.00013 | 0.000751 | 0.001336 | 0.001782 | 0.002332 | 0.002706 | 0.003136 | 0.003496 | 0.003753 | 0.00397 | 0.003939 | 0.003662 | 0.003122 | 0.002047 | 0.000717 | -0.000449 | -0.001137 | -0.000921 | -0.000607 | 0 | 0.000832 | 0.001698 | 0.002822 | 0.004405 | 0.006114 | 0.00721 | 0.007324 | 0.006272 | 0.004811
-0.004864 | -0.003331 | -0.002176 | -0.001471 | -0.000904 | -0.000314 | 0.000163 | 0.000557 | 0.001031 | 0.001452 | 0.001828 | 0.002293 | 0.002534 | 0.002734 | 0.002758 | 0.002431 | 0.001851 | 0.000776 | -0.000254 | -0.00078 | -0.000676 | -0.00038 | 0 | 0.000576 | 0.001489 | 0.002495 | 0.003854 | 0.004925 | 0.005845 | 0.006003 | 0.005425 | 0.004309
-0.007277 | -0.005743 | -0.004518 | -0.003811 | -0.003207 | -0.002627 | -0.002163 | -0.001581 | -0.001163 | -0.000555 | -0.000184 | 8e-05 | 0.000321 | 0.00058 | 0.000887 | 0.000852 | 0.000708 | 0.000224 | -0.000496 | -0.000882 | -0.000845 | -0.000643 | 0 | 0.000559 | 0.001152 | 0.001889 | 0.002625 | 0.003231 | 0.003524 | 0.00388 | 0.003957 | 0.00347
-0.010523 | -0.008793 | -0.007409 | -0.006396 | -0.005702 | -0.004965 | -0.004377 | -0.004017 | -0.003719 | -0.003359 | -0.003069 | -0.002769 | -0.002364 | -0.002084 | -0.001636 | -0.001003 | -0.000629 | -0.00038 | -0.000409 | -0.000618 | -0.000488 | -0.000232 | 0 | 0.000235 | 0.000704 | 0.000922 | 0.001119 | 0.001288 | 0.001242 | 0.001688 | 0.002393 | 0.002658
-0.013201 | -0.011337 | -0.009947 | -0.009143 | -0.008553 | -0.007809 | -0.007302 | -0.006899 | -0.006442 | -0.006079 | -0.005633 | -0.005041 | -0.004658 | -0.00405 | -0.003394 | -0.002559 | -0.001715 | -0.000814 | -0.000415 | -5.3e-05 | -3.1e-05 | 2.2e-05 | 0 | 0.000172 | 0.000285 | 0.000183 | -0.000162 | -0.000824 | -0.001137 | -0.000476 | 0.000712 | 0.001647
-0.015051 | -0.013359 | -0.011952 | -0.011034 | -0.010276 | -0.009617 | -0.009084 | -0.00849 | -0.008105 | -0.007603 | -0.007257 | -0.007101 | -0.006723 | -0.006116 | -0.005449 | -0.004549 | -0.003156 | -0.001843 | -0.000763 | -0.000384 | -0.000308 | -0.000242 | 0 | -0.00024 | -0.000274 | -0.000741 | -0.0014 | -0.002436 | -0.003196 | -0.002314 | -0.000887 | 0.000685
-0.01598 | -0.01406 | -0.012532 | -0.011557 | -0.010793 | -0.010166 | -0.009581 | -0.009274 | -0.008973 | -0.008632 | -0.008429 | -0.007922 | -0.007453 | -0.006937 | -0.006153 | -0.004873 | -0.003533 | -0.001702 | -0.000371 | 0.000434 | 0.000334 | 0.000388 | 0 | -0.000239 | -0.000528 | -0.001071 | -0.002152 | -0.003383 | -0.003793 | -0.003103 | -0.001437 | 0.000392
-0.015745 | -0.014001 | -0.012697 | -0.012008 | -0.011313 | -0.010555 | -0.01004 | -0.009506 | -0.009092 | -0.008578 | -0.008167 | -0.007781 | -0.007342 | -0.006907 | -0.006153 | -0.005109 | -0.003714 | -0.002264 | -0.000765 | 7.4e-05 | 0.000126 | 9e-06 | 0 | -0.00039 | -0.000642 | -0.00145 | -0.002382 | -0.003607 | -0.004236 | -0.003505 | -0.001864 | -0.000191
-0.013828 | -0.012265 | -0.010997 | -0.010141 | -0.009453 | -0.008836 | -0.008337 | -0.007774 | -0.007484 | -0.007162 | -0.006879 | -0.00655 | -0.006349 | -0.005921 | -0.005444 | -0.004983 | -0.003776 | -0.002282 | -0.00068 | 7.2e-05 | -2.6e-05 | 0.000236 | 0 | -0.000351 | -0.0006 | -0.001285 | -0.002158 | -0.002933 | -0.003151 | -0.002631 | -0.001498 | -8.4e-05
-0.011668 | -0.010006 | -0.00874 | -0.00796 | -0.007325 | -0.00675 | -0.006309 | -0.006148 | -0.005644 | -0.005309 | -0.004893 | -0.004577 | -0.004203 | -0.004203 | -0.003684 | -0.003174 | -0.002463 | -0.001441 | -0.000244 | 0.000463 | 0.000388 | 0.000306 | 0 | -0.000391 | -0.000615 | -0.00095 | -0.001399 | -0.001828 | -0.00167 | -0.001287 | -0.000581 | 0.000389
-0.008943 | -0.007611 | -0.006534 | -0.006015 | -0.0055 | -0.00487 | -0.004356 | -0.004005 | -0.003461 | -0.002865 | -0.002517 | -0.002238 | -0.002 | -0.001876 | -0.001755 | -0.001809 | -0.001633 | -0.001439 | -0.000795 | -0.000103 | -0.000163 | -8.8e-05 | 0 | -0.000172 | -4e-06 | -0.000306 | -0.000384 | -0.000129 | 0.00024 | 0.000641 | 0.000682 | 0.000999
-0.006128 | -0.004916 | -0.003755 | -0.002975 | -0.002471 | -0.001872 | -0.001521 | -0.001115 | -0.000778 | -0.000548 | -0.000168 | -0.000176 | 0.000149 | 0.000292 | -0.000238 | -0.000352 | -0.000738 | -0.000455 | -0.000327 | -0.000274 | -0.000184 | -0.000139 | 0 | 0.000244 | 0.000305 | 0.000574 | 0.00107 | 0.001841 | 0.002604 | 0.002787 | 0.002139 | 0.00192
-0.003666 | -0.002289 | -0.001333 | -0.000699 | -0.000263 | 0.00035 | 0.000711 | 0.001055 | 0.001529 | 0.001831 | 0.002555 | 0.002778 | 0.002794 | 0.002662 | 0.002581 | 0.001906 | 0.001291 | 0.00061 | 0.000419 | 0.000283 | 0.000101 | 0.000218 | 0 | 0.000176 | 0.001022 | 0.00139 | 0.002341 | 0.003287 | 0.004581 | 0.004475 | 0.003662 | 0.002921
-0.002135 | -0.00111 | -0.000327 | 3.9e-05 | 0.000621 | 0.001276 | 0.001512 | 0.002218 | 0.002725 | 0.003426 | 0.003549 | 0.004023 | 0.004083 | 0.003934 | 0.003506 | 0.002703 | 0.001229 | 0.000221 | -0.000648 | -0.000971 | -0.000764 | -0.00071 | 0 | 0.000415 | 0.00107 | 0.00181 | 0.003222 | 0.00498 | 0.005963 | 0.006056 | 0.004776 | 0.003337
-0.000626 | 0.000542 | 0.001541 | 0.002269 | 0.002672 | 0.00319 | 0.003493 | 0.003719 | 0.004044 | 0.00426 | 0.004809 | 0.004861 | 0.004904 | 0.005042 | 0.004351 | 0.003458 | 0.002428 | 0.001022 | -9.4e-05 | -0.000453 | -0.000499 | -0.00032 | 0 | 0.000785 | 0.001398 | 0.00243 | 0.004038 | 0.005743 | 0.007191 | 0.007019 | 0.005781 | 0.003956
-0.000247 | 0.000963 | 0.001869 | 0.002244 | 0.002891 | 0.003256 | 0.003659 | 0.00397 | 0.004326 | 0.004868 | 0.005056 | 0.005632 | 0.005859 | 0.005566 | 0.005316 | 0.00436 | 0.003225 | 0.001683 | 0.000283 | -0.000419 | -0.000441 | -0.00036 | 0 | 0.0004 | 0.001615 | 0.002627 | 0.004065 | 0.00585 | 0.007082 | 0.007311 | 0.00581 | 0.004101
-0.001383 | -0.000281 | 0.000666 | 0.001068 | 0.001614 | 0.002643 | 0.002722 | 0.003485 | 0.004124 | 0.004405 | 0.004664 | 0.005089 | 0.004961 | 0.004881 | 0.0044 | 0.003645 | 0.002226 | 0.000693 | -0.000332 | -0.001255 | -0.001118 | -0.001134 | 0 | 0.000476 | 0.001425 | 0.002361 | 0.003981 | 0.005731 | 0.006858 | 0.006597 | 0.005333 | 0.004244

## ACS266_CC_taarray
0.072581 | 0.069484 | 0.063475 | 0.058903 | 0.05571 | 0.051277 | 0.047823 | 0.045481 | 0.042491 | 0.04015 | 0.036792 | 0.034382 | 0.031948 | 0.02791 | 0.02556 | 0.022696 | 0.020473 | 0.018587 | 0.016777 | 0.014416 | 0.013443 | 0.009618 | 0.007873 | 0.004488 | 0.003908 | 0 | -0.002209 | -0.004855 | -0.006051 | -0.010434 | -0.01188 | -0.01458 | -0.017721 | -0.019834 | -0.022542
0.064196 | 0.061628 | 0.056703 | 0.052538 | 0.049478 | 0.045241 | 0.042261 | 0.039814 | 0.037009 | 0.034824 | 0.031722 | 0.02903 | 0.026803 | 0.02366 | 0.021816 | 0.019035 | 0.017345 | 0.0158 | 0.013625 | 0.012672 | 0.010938 | 0.008098 | 0.006312 | 0.003998 | 0.003326 | 0 | -0.001594 | -0.003714 | -0.005388 | -0.008804 | -0.00939 | -0.012304 | -0.015079 | -0.01743 | -0.019388
0.056319 | 0.054534 | 0.050676 | 0.047596 | 0.044895 | 0.041424 | 0.038522 | 0.035945 | 0.033354 | 0.031151 | 0.028233 | 0.025676 | 0.023892 | 0.02076 | 0.019012 | 0.016686 | 0.015532 | 0.014116 | 0.012217 | 0.010715 | 0.009663 | 0.00696 | 0.005354 | 0.003621 | 0.002794 | 0 | -0.002 | -0.003252 | -0.004746 | -0.008096 | -0.00852 | -0.010864 | -0.013512 | -0.015393 | -0.017663
0.046621 | 0.045168 | 0.042045 | 0.039332 | 0.03709 | 0.034404 | 0.031959 | 0.029954 | 0.027654 | 0.025808 | 0.023128 | 0.021161 | 0.019237 | 0.016435 | 0.014648 | 0.0127 | 0.011684 | 0.010326 | 0.00912 | 0.007771 | 0.007382 | 0.005103 | 0.003819 | 0.002301 | 0.00158 | 0 | -0.002055 | -0.003045 | -0.004071 | -0.006913 | -0.007432 | -0.009859 | -0.011441 | -0.013878 | -0.015793
0.040368 | 0.038971 | 0.036319 | 0.03415 | 0.032143 | 0.029706 | 0.027703 | 0.026106 | 0.024049 | 0.022318 | 0.020008 | 0.018201 | 0.016706 | 0.014251 | 0.012971 | 0.011027 | 0.010021 | 0.008957 | 0.007677 | 0.006832 | 0.006226 | 0.004341 | 0.003295 | 0.002267 | 0.001705 | 0 | -0.001535 | -0.002294 | -0.003404 | -0.005738 | -0.006487 | -0.007967 | -0.009934 | -0.011529 | -0.013285
0.034621 | 0.033362 | 0.030781 | 0.028753 | 0.027101 | 0.024966 | 0.022961 | 0.021641 | 0.019841 | 0.018451 | 0.01658 | 0.014949 | 0.013593 | 0.011606 | 0.010362 | 0.009045 | 0.007804 | 0.007276 | 0.006185 | 0.005315 | 0.004953 | 0.003549 | 0.002349 | 0.001632 | 0.001427 | 0 | -0.001244 | -0.002041 | -0.002939 | -0.004977 | -0.005353 | -0.007146 | -0.008569 | -0.010145 | -0.011569
0.030762 | 0.029581 | 0.027246 | 0.025505 | 0.023806 | 0.021828 | 0.020131 | 0.018826 | 0.017312 | 0.016042 | 0.014237 | 0.012785 | 0.011582 | 0.009853 | 0.008847 | 0.00773 | 0.006678 | 0.006056 | 0.005149 | 0.004499 | 0.004441 | 0.003204 | 0.002131 | 0.001476 | 0.001118 | 0 | -0.000839 | -0.001723 | -0.002345 | -0.004484 | -0.004511 | -0.006252 | -0.007386 | -0.008516 | -0.01006
0.026062 | 0.025121 | 0.02313 | 0.021365 | 0.01998 | 0.018159 | 0.016657 | 0.015492 | 0.014051 | 0.012947 | 0.011632 | 0.010323 | 0.009178 | 0.007803 | 0.007086 | 0.005826 | 0.005448 | 0.004792 | 0.003989 | 0.00367 | 0.003405 | 0.002329 | 0.001533 | 0.001135 | 0.001018 | 0 | -0.000865 | -0.00156 | -0.002068 | -0.00357 | -0.00396 | -0.005389 | -0.006845 | -0.007796 | -0.008847
0.022999 | 0.021912 | 0.019948 | 0.01821 | 0.016821 | 0.015201 | 0.013829 | 0.012844 | 0.011694 | 0.010603 | 0.009418 | 0.008299 | 0.0077 | 0.006279 | 0.005636 | 0.004708 | 0.003983 | 0.003646 | 0.003081 | 0.002828 | 0.002705 | 0.001887 | 0.001198 | 0.000721 | 0.000696 | 0 | -0.000831 | -0.001285 | -0.001913 | -0.003511 | -0.003553 | -0.004846 | -0.006085 | -0.006883 | -0.007821
0.019851 | 0.018839 | 0.017055 | 0.015551 | 0.014266 | 0.012802 | 0.011724 | 0.010778 | 0.009771 | 0.008973 | 0.007835 | 0.006789 | 0.006013 | 0.00514 | 0.004427 | 0.003625 | 0.003248 | 0.002878 | 0.002379 | 0.002256 | 0.002045 | 0.001439 | 0.000942 | 0.000697 | 0.000711 | 0 | -0.000887 | -0.00122 | -0.001559 | -0.002657 | -0.003217 | -0.004195 | -0.00527 | -0.006001 | -0.007101
0.017064 | 0.016087 | 0.014414 | 0.013046 | 0.012034 | 0.010702 | 0.009743 | 0.008986 | 0.00805 | 0.007302 | 0.006518 | 0.005716 | 0.005125 | 0.004155 | 0.003613 | 0.003061 | 0.002618 | 0.002283 | 0.001982 | 0.001967 | 0.001686 | 0.00125 | 0.000888 | 0.000794 | 0.00064 | 0 | -0.000305 | -0.000803 | -0.001051 | -0.002565 | -0.002766 | -0.003671 | -0.004672 | -0.005424 | -0.006367
0.014486 | 0.013538 | 0.012093 | 0.010833 | 0.009895 | 0.00878 | 0.007962 | 0.007362 | 0.006511 | 0.00585 | 0.005012 | 0.004344 | 0.003765 | 0.003107 | 0.002608 | 0.002168 | 0.001707 | 0.001645 | 0.001219 | 0.001292 | 0.001253 | 0.000821 | 0.000573 | 0.00048 | 0.00053 | 0 | -0.000433 | -0.000869 | -0.001032 | -0.002291 | -0.002276 | -0.003239 | -0.004102 | -0.004861 | -0.005763
0.012876 | 0.012118 | 0.010782 | 0.009765 | 0.008882 | 0.007851 | 0.007121 | 0.006501 | 0.005762 | 0.005161 | 0.004381 | 0.003723 | 0.003302 | 0.00251 | 0.002086 | 0.001533 | 0.001235 | 0.001177 | 0.000844 | 0.000915 | 0.00088 | 0.00055 | 0.00027 | 0.000303 | 0.000399 | 0 | -0.000528 | -0.00076 | -0.001186 | -0.00227 | -0.002539 | -0.003346 | -0.0041 | -0.004802 | -0.005456
0.010956 | 0.010256 | 0.009083 | 0.008095 | 0.007333 | 0.006419 | 0.005736 | 0.005197 | 0.004522 | 0.003993 | 0.003427 | 0.002856 | 0.002407 | 0.001803 | 0.001414 | 0.001036 | 0.00093 | 0.000733 | 0.00054 | 0.000605 | 0.000673 | 0.000453 | 0.000276 | 0.000283 | 0.000395 | 0 | -0.000248 | -0.00059 | -0.000836 | -0.001808 | -0.002002 | -0.002753 | -0.00348 | -0.004119 | -0.004838
0.009632 | 0.008997 | 0.007948 | 0.007028 | 0.006334 | 0.005439 | 0.004791 | 0.004375 | 0.003719 | 0.003295 | 0.002575 | 0.002078 | 0.001739 | 0.001125 | 0.000862 | 0.000531 | 0.00035 | 0.000263 | 0.000116 | 0.000326 | 0.000428 | 0.000179 | 0.000143 | 5.4e-05 | 0.000292 | 0 | -0.000333 | -0.000649 | -0.000817 | -0.00187 | -0.001775 | -0.002482 | -0.003174 | -0.00394 | -0.004479
0.008367 | 0.007788 | 0.00681 | 0.006002 | 0.005349 | 0.004527 | 0.004036 | 0.003559 | 0.002904 | 0.002485 | 0.001952 | 0.001481 | 0.001129 | 0.000613 | 0.000431 | 0.000186 | 5.5e-05 | -5.5e-05 | -0.000155 | 4.3e-05 | 0.000154 | 8e-05 | -5.7e-05 | 0.000251 | 0.00035 | 0 | -0.000228 | -0.000528 | -0.000797 | -0.001542 | -0.001838 | -0.002432 | -0.003111 | -0.003765 | -0.004312
0.007382 | 0.006776 | 0.005828 | 0.004959 | 0.00433 | 0.003636 | 0.0031 | 0.002708 | 0.002181 | 0.001719 | 0.001304 | 0.000883 | 0.000612 | 0.000166 | 2.6e-05 | -0.000148 | -0.000303 | -0.000349 | -0.000374 | -0.000185 | -4.8e-05 | -0.000113 | -5.2e-05 | 3.5e-05 | 0.000228 | 0 | -0.000192 | -0.000508 | -0.000607 | -0.001499 | -0.001554 | -0.002222 | -0.002712 | -0.00338 | -0.003853
0.006711 | 0.006114 | 0.005204 | 0.004415 | 0.003866 | 0.003164 | 0.002722 | 0.00235 | 0.001781 | 0.001402 | 0.000892 | 0.000538 | 0.000232 | -0.000122 | -0.000313 | -0.000479 | -0.00052 | -0.000482 | -0.000514 | -0.000282 | -0.000133 | -0.000135 | -0.0001 | 7e-06 | 0.000266 | 0 | -0.00014 | -0.000373 | -0.000664 | -0.001331 | -0.001471 | -0.002079 | -0.002658 | -0.00321 | -0.003666
0.005745 | 0.00521 | 0.004375 | 0.003673 | 0.003182 | 0.002532 | 0.002135 | 0.001795 | 0.001324 | 0.000978 | 0.000633 | 0.000278 | 7.5e-05 | -0.000278 | -0.000327 | -0.000536 | -0.000532 | -0.000554 | -0.000602 | -0.000262 | -0.000157 | -0.000168 | -8.3e-05 | 0.000108 | 0.000221 | 0 | -9.3e-05 | -0.000286 | -0.000503 | -0.001203 | -0.001385 | -0.001931 | -0.002497 | -0.003107 | -0.003565
0.004712 | 0.004203 | 0.003439 | 0.002809 | 0.002313 | 0.00171 | 0.001374 | 0.001088 | 0.000703 | 0.000404 | 0.000118 | -0.00019 | -0.00035 | -0.00065 | -0.000695 | -0.000802 | -0.000884 | -0.000783 | -0.000682 | -0.00043 | -0.000279 | -0.000252 | -0.000204 | 2.5e-05 | 0.000206 | 0 | -0.000102 | -0.000285 | -0.000449 | -0.001195 | -0.001225 | -0.001877 | -0.002387 | -0.002886 | -0.003292
0.004171 | 0.003692 | 0.003022 | 0.002459 | 0.002001 | 0.001477 | 0.001185 | 0.000902 | 0.000557 | 0.000269 | -0.000141 | -0.000313 | -0.000518 | -0.000796 | -0.000837 | -0.00089 | -0.000931 | -0.00083 | -0.000703 | -0.000505 | -0.000263 | -0.000304 | -0.000231 | 3.9e-05 | 0.000174 | 0 | -8.9e-05 | -0.000312 | -0.000553 | -0.001148 | -0.001339 | -0.001951 | -0.00245 | -0.002918 | -0.003327
0.003636 | 0.003179 | 0.002515 | 0.001961 | 0.001563 | 0.001082 | 0.000761 | 0.000517 | 0.000174 | -9.6e-05 | -0.000351 | -0.000561 | -0.000689 | -0.000925 | -0.000898 | -0.00094 | -0.000933 | -0.000845 | -0.000731 | -0.000479 | -0.000278 | -0.000249 | -0.000153 | 0.000114 | 0.000227 | 0 | -7.8e-05 | -0.00033 | -0.00049 | -0.001127 | -0.001308 | -0.001875 | -0.002384 | -0.002885 | -0.003323
0.002882 | 0.002462 | 0.001871 | 0.001361 | 0.001016 | 0.000576 | 0.000354 | 0.000161 | -0.000118 | -0.000302 | -0.000542 | -0.000728 | -0.000857 | -0.001039 | -0.000998 | -0.001057 | -0.001017 | -0.000917 | -0.000763 | -0.00055 | -0.000338 | -0.000229 | -0.000168 | -3.6e-05 | 0.000185 | 0 | -0.000119 | -0.00035 | -0.000575 | -0.00123 | -0.001438 | -0.001979 | -0.002475 | -0.003012 | -0.003348
0.002857 | 0.002442 | 0.001878 | 0.001408 | 0.001084 | 0.000678 | 0.000477 | 0.000257 | -5.7e-05 | -0.00025 | -0.000483 | -0.000662 | -0.000755 | -0.000884 | -0.000915 | -0.000979 | -0.000873 | -0.000767 | -0.000649 | -0.000407 | -0.00026 | -0.000195 | -8.5e-05 | 6e-05 | 0.000208 | 0 | -8.4e-05 | -0.000356 | -0.000623 | -0.001194 | -0.001512 | -0.002092 | -0.002581 | -0.003092 | -0.0034
0.002211 | 0.001812 | 0.001277 | 0.000847 | 0.000584 | 0.000212 | 3.7e-05 | -0.000119 | -0.000341 | -0.000504 | -0.000674 | -0.000744 | -0.000831 | -0.00096 | -0.000883 | -0.000888 | -0.00084 | -0.000758 | -0.000618 | -0.000369 | -0.000166 | -0.00018 | -1.5e-05 | 7.8e-05 | 0.00027 | 0 | -0.000179 | -0.000406 | -0.00074 | -0.00135 | -0.001659 | -0.002231 | -0.002767 | -0.003272 | -0.00361
0.001893 | 0.001496 | 0.001024 | 0.000654 | 0.000395 | 8.6e-05 | -8.6e-05 | -0.000221 | -0.000403 | -0.000527 | -0.000702 | -0.000785 | -0.000808 | -0.000916 | -0.000867 | -0.000795 | -0.000758 | -0.000681 | -0.000595 | -0.000299 | -0.000158 | -5.3e-05 | -2.6e-05 | 0.000142 | 0.000139 | 0 | -0.000196 | -0.000453 | -0.000802 | -0.001461 | -0.001784 | -0.002388 | -0.002932 | -0.003386 | -0.003773
0.001832 | 0.001466 | 0.001034 | 0.000711 | 0.000467 | 0.000167 | 4.2e-05 | -8.5e-05 | -0.000275 | -0.000403 | -0.000525 | -0.000578 | -0.000613 | -0.000643 | -0.000676 | -0.000607 | -0.00053 | -0.000446 | -0.00029 | -6.6e-05 | -3e-06 | 2.9e-05 | 0.000114 | 0.000243 | 0.000255 | 0 | -0.000188 | -0.00055 | -0.000886 | -0.001507 | -0.001897 | -0.002576 | -0.003107 | -0.00359 | -0.003979
0.001297 | 0.000958 | 0.000561 | 0.000267 | 0.00011 | -0.000153 | -0.00026 | -0.000325 | -0.00044 | -0.00051 | -0.000607 | -0.000617 | -0.000632 | -0.000679 | -0.000628 | -0.000564 | -0.00047 | -0.000369 | -0.000276 | -3.1e-05 | 7.3e-05 | 0.000143 | 0.000151 | 0.000191 | 0.000269 | 0 | -0.000256 | -0.000608 | -0.001011 | -0.001697 | -0.002068 | -0.002759 | -0.003298 | -0.003838 | -0.004161
0.000952 | 0.000633 | 0.000298 | 4.9e-05 | -0.000101 | -0.00029 | -0.000333 | -0.000366 | -0.000489 | -0.000498 | -0.000566 | -0.000562 | -0.000547 | -0.000543 | -0.000492 | -0.00037 | -0.000276 | -0.000189 | -5e-05 | 0.000166 | 0.000273 | 0.000265 | 0.000284 | 0.000326 | 0.000333 | 0 | -0.000264 | -0.000632 | -0.001066 | -0.001726 | -0.002215 | -0.002889 | -0.003433 | -0.003944 | -0.004291
0.000442 | 0.000172 | -0.000135 | -0.000321 | -0.000428 | -0.000599 | -0.000628 | -0.000646 | -0.00072 | -0.000697 | -0.000662 | -0.000603 | -0.000573 | -0.000511 | -0.000448 | -0.000314 | -0.000242 | -5.7e-05 | 1.4e-05 | 0.000226 | 0.000303 | 0.000307 | 0.000264 | 0.000307 | 0.00028 | 0 | -0.000286 | -0.000726 | -0.00119 | -0.001865 | -0.002375 | -0.003053 | -0.003679 | -0.0042 | -0.004585
0.000358 | 7.6e-05 | -0.000195 | -0.0004 | -0.00046 | -0.000588 | -0.000582 | -0.000559 | -0.000599 | -0.000524 | -0.000525 | -0.000448 | -0.000366 | -0.000338 | -0.000233 | -0.000117 | -5e-06 | 0.000141 | 0.000187 | 0.000369 | 0.000468 | 0.000457 | 0.000428 | 0.000416 | 0.000307 | 0 | -0.000394 | -0.000783 | -0.001316 | -0.001993 | -0.002555 | -0.003295 | -0.003878 | -0.00438 | -0.004779
0.000279 | 7e-06 | -0.000207 | -0.000364 | -0.000412 | -0.000524 | -0.000492 | -0.000487 | -0.000521 | -0.000465 | -0.000434 | -0.000363 | -0.000241 | -0.000195 | -0.000124 | -1.2e-05 | 8.8e-05 | 0.000234 | 0.000339 | 0.000532 | 0.000566 | 0.000543 | 0.000463 | 0.000449 | 0.000322 | 0 | -0.000336 | -0.000847 | -0.001447 | -0.002123 | -0.002709 | -0.003526 | -0.004132 | -0.004654 | -0.005024
-7e-05 | -0.000309 | -0.000516 | -0.000637 | -0.000645 | -0.000736 | -0.000667 | -0.000613 | -0.000609 | -0.000516 | -0.000423 | -0.000319 | -0.000192 | -0.000145 | 6e-06 | 0.000143 | 0.000215 | 0.00038 | 0.00048 | 0.000615 | 0.000695 | 0.000635 | 0.00055 | 0.000477 | 0.000347 | 0 | -0.00037 | -0.000895 | -0.00146 | -0.002222 | -0.002882 | -0.003655 | -0.004293 | -0.004846 | -0.005199
-0.000139 | -0.000384 | -0.000582 | -0.000713 | -0.000729 | -0.000803 | -0.000721 | -0.000675 | -0.00062 | -0.000509 | -0.000391 | -0.000258 | -0.000137 | -5.1e-05 | 8.4e-05 | 0.000198 | 0.000325 | 0.000498 | 0.000562 | 0.00073 | 0.000759 | 0.000732 | 0.000606 | 0.00054 | 0.000403 | 0 | -0.000386 | -0.000948 | -0.001517 | -0.002261 | -0.00294 | -0.003749 | -0.004362 | -0.004922 | -0.00527
-8.5e-05 | -0.00031 | -0.000477 | -0.000561 | -0.00055 | -0.000633 | -0.000569 | -0.000504 | -0.000476 | -0.000377 | -0.000278 | -0.00015 | -1.8e-05 | 5.7e-05 | 0.000196 | 0.000325 | 0.000481 | 0.000606 | 0.000692 | 0.000825 | 0.000822 | 0.000828 | 0.000684 | 0.000603 | 0.000401 | 0 | -0.000445 | -0.000997 | -0.001636 | -0.002369 | -0.00307 | -0.003908 | -0.004586 | -0.00511 | -0.005484
-6.1e-05 | -0.00033 | -0.000557 | -0.000665 | -0.000693 | -0.00077 | -0.000681 | -0.000636 | -0.000588 | -0.00046 | -0.000322 | -0.000207 | -6.5e-05 | 2.2e-05 | 0.000197 | 0.000336 | 0.00045 | 0.000588 | 0.000645 | 0.000829 | 0.000858 | 0.000787 | 0.000693 | 0.00058 | 0.000412 | 0 | -0.000463 | -0.001007 | -0.001647 | -0.00243 | -0.003093 | -0.003877 | -0.00456 | -0.005122 | -0.005485
-2.1e-05 | -0.000266 | -0.000461 | -0.000566 | -0.000581 | -0.000625 | -0.000544 | -0.000513 | -0.000473 | -0.000357 | -0.000277 | -0.000149 | -5e-06 | 8.9e-05 | 0.000219 | 0.000345 | 0.000484 | 0.000635 | 0.000689 | 0.000818 | 0.000835 | 0.000772 | 0.000683 | 0.000573 | 0.000395 | 0 | -0.000459 | -0.001008 | -0.00165 | -0.002397 | -0.0031 | -0.003911 | -0.004559 | -0.005074 | -0.005398
-0.000188 | -0.000428 | -0.00062 | -0.000705 | -0.00072 | -0.000784 | -0.000716 | -0.000666 | -0.000638 | -0.000522 | -0.000425 | -0.000278 | -0.000152 | -5.9e-05 | 8.7e-05 | 0.000238 | 0.000373 | 0.000537 | 0.000628 | 0.000734 | 0.000771 | 0.000729 | 0.000653 | 0.000567 | 0.000384 | 0 | -0.000412 | -0.000951 | -0.001544 | -0.002285 | -0.002972 | -0.003747 | -0.004406 | -0.004897 | -0.00524
-0.000159 | -0.00041 | -0.00062 | -0.000748 | -0.000769 | -0.00081 | -0.000776 | -0.000723 | -0.000694 | -0.0006 | -0.000511 | -0.000388 | -0.000249 | -0.000174 | -2.1e-05 | 0.000126 | 0.000271 | 0.000399 | 0.00049 | 0.000613 | 0.00068 | 0.000653 | 0.00059 | 0.000505 | 0.000384 | 0 | -0.00043 | -0.000884 | -0.001455 | -0.00216 | -0.002791 | -0.003535 | -0.004166 | -0.004649 | -0.004954
-0.000601 | -0.000816 | -0.000969 | -0.001062 | -0.001067 | -0.001122 | -0.001055 | -0.001017 | -0.00099 | -0.000903 | -0.000816 | -0.000683 | -0.000539 | -0.000429 | -0.000325 | -0.000166 | -7e-06 | 0.000184 | 0.000238 | 0.00041 | 0.000503 | 0.000498 | 0.00043 | 0.000437 | 0.000337 | 0 | -0.000335 | -0.000821 | -0.001333 | -0.001985 | -0.002589 | -0.003236 | -0.003842 | -0.004301 | -0.004572
-0.000798 | -0.001003 | -0.001174 | -0.001271 | -0.001287 | -0.001366 | -0.001317 | -0.001277 | -0.001284 | -0.001201 | -0.001119 | -0.000997 | -0.00085 | -0.000761 | -0.00063 | -0.000453 | -0.000338 | -0.000156 | -1.3e-05 | 0.000171 | 0.000266 | 0.00033 | 0.00031 | 0.000341 | 0.000258 | 0 | -0.000304 | -0.000698 | -0.00116 | -0.00176 | -0.002279 | -0.002898 | -0.003411 | -0.003822 | -0.004104
-0.001039 | -0.001232 | -0.001403 | -0.00152 | -0.001521 | -0.001598 | -0.001523 | -0.001495 | -0.001476 | -0.001397 | -0.001319 | -0.001208 | -0.001086 | -0.001008 | -0.000894 | -0.000724 | -0.00055 | -0.000397 | -0.000278 | -4e-05 | 0.000101 | 0.000145 | 0.000194 | 0.000239 | 0.000221 | 0 | -0.000255 | -0.000587 | -0.000986 | -0.001554 | -0.001984 | -0.002499 | -0.002977 | -0.003347 | -0.003598
-0.001329 | -0.001493 | -0.00164 | -0.001721 | -0.001753 | -0.001833 | -0.001767 | -0.001739 | -0.001756 | -0.001693 | -0.001615 | -0.001517 | -0.001385 | -0.001309 | -0.00115 | -0.000988 | -0.000833 | -0.000657 | -0.000479 | -0.000255 | -0.000134 | -9e-06 | 3.2e-05 | 0.000161 | 0.000141 | 0 | -0.000202 | -0.000516 | -0.000895 | -0.001321 | -0.001733 | -0.002201 | -0.002577 | -0.002915 | -0.003123
-0.002056 | -0.00217 | -0.002254 | -0.002319 | -0.002339 | -0.002403 | -0.002353 | -0.002305 | -0.002315 | -0.002251 | -0.002226 | -0.002133 | -0.002007 | -0.00194 | -0.001794 | -0.00161 | -0.001458 | -0.001238 | -0.001024 | -0.000727 | -0.000495 | -0.000295 | -0.000248 | 9e-06 | 9.3e-05 | 0 | -7.1e-05 | -0.000225 | -0.000438 | -0.000737 | -0.000916 | -0.001251 | -0.001514 | -0.001716 | -0.001856
-0.001928 | -0.002009 | -0.002074 | -0.002127 | -0.002139 | -0.002215 | -0.002124 | -0.002119 | -0.002111 | -0.002059 | -0.002024 | -0.001923 | -0.001833 | -0.001734 | -0.001608 | -0.001442 | -0.00127 | -0.001091 | -0.000873 | -0.000583 | -0.000403 | -0.000222 | -0.000197 | 5.5e-05 | 8.8e-05 | 0 | -0.000101 | -0.000271 | -0.000497 | -0.000806 | -0.001023 | -0.00133 | -0.001628 | -0.001817 | -0.002008
-0.002064 | -0.002144 | -0.002185 | -0.002219 | -0.002211 | -0.002232 | -0.002178 | -0.002112 | -0.002105 | -0.002053 | -0.001983 | -0.001879 | -0.001767 | -0.00168 | -0.001532 | -0.001384 | -0.001222 | -0.001011 | -0.000804 | -0.000553 | -0.000333 | -0.000187 | -0.00015 | 8.2e-05 | 0.000112 | 0 | -0.000127 | -0.00033 | -0.00056 | -0.000873 | -0.001077 | -0.001412 | -0.00169 | -0.001936 | -0.002068
-0.002048 | -0.00212 | -0.002151 | -0.002178 | -0.002177 | -0.002206 | -0.002128 | -0.002065 | -0.002041 | -0.001977 | -0.001928 | -0.00183 | -0.001692 | -0.001628 | -0.001466 | -0.001291 | -0.001114 | -0.000903 | -0.000745 | -0.000454 | -0.000256 | -9e-05 | -9.4e-05 | 0.000112 | 0.00014 | 0 | -0.00014 | -0.000345 | -0.000581 | -0.000925 | -0.001148 | -0.001478 | -0.001754 | -0.001991 | -0.002135
-0.002013 | -0.002075 | -0.002088 | -0.002085 | -0.002057 | -0.002074 | -0.001968 | -0.001916 | -0.001865 | -0.001796 | -0.001696 | -0.00157 | -0.001421 | -0.00133 | -0.001189 | -0.001009 | -0.000865 | -0.000674 | -0.000475 | -0.00028 | -0.000112 | 1.1e-05 | -5e-06 | 0.000178 | 0.000146 | 0 | -0.000152 | -0.000428 | -0.000727 | -0.001051 | -0.00134 | -0.001695 | -0.001996 | -0.002235 | -0.002425
-0.002034 | -0.002086 | -0.002085 | -0.002097 | -0.002037 | -0.002049 | -0.001937 | -0.001857 | -0.001803 | -0.00171 | -0.001623 | -0.001485 | -0.001336 | -0.001266 | -0.001089 | -0.000916 | -0.000743 | -0.000551 | -0.000378 | -0.000174 | -2.8e-05 | 7.2e-05 | 4.4e-05 | 0.000166 | 0.000168 | 0 | -0.000237 | -0.000495 | -0.000799 | -0.001188 | -0.001488 | -0.001851 | -0.00217 | -0.002413 | -0.002597
-0.002076 | -0.002132 | -0.00208 | -0.002017 | -0.001924 | -0.001923 | -0.001766 | -0.001682 | -0.001615 | -0.001498 | -0.001379 | -0.001248 | -0.001086 | -0.000974 | -0.000848 | -0.000672 | -0.000488 | -0.000318 | -0.000161 | 4.9e-05 | 0.000169 | 0.00023 | 0.000181 | 0.000271 | 0.000207 | 0 | -0.000239 | -0.000529 | -0.000866 | -0.001289 | -0.001595 | -0.001981 | -0.002321 | -0.002604 | -0.002783
-0.001956 | -0.002007 | -0.001977 | -0.00196 | -0.001883 | -0.001853 | -0.001699 | -0.001599 | -0.001513 | -0.00137 | -0.001237 | -0.001049 | -0.0009 | -0.000777 | -0.000634 | -0.000446 | -0.000315 | -0.000135 | 6e-06 | 0.00021 | 0.000299 | 0.000344 | 0.000272 | 0.000337 | 0.000257 | 0 | -0.000243 | -0.000608 | -0.000975 | -0.001404 | -0.001727 | -0.002131 | -0.002479 | -0.002772 | -0.00298
-0.001973 | -0.002017 | -0.001975 | -0.001922 | -0.001827 | -0.001789 | -0.001615 | -0.001508 | -0.00142 | -0.001259 | -0.001083 | -0.000863 | -0.000697 | -0.000579 | -0.000439 | -0.000277 | -0.000111 | 3.1e-05 | 0.000136 | 0.00031 | 0.000432 | 0.000419 | 0.00032 | 0.000384 | 0.000272 | 0 | -0.000288 | -0.000664 | -0.001065 | -0.001525 | -0.001869 | -0.002318 | -0.00266 | -0.002963 | -0.003165
-0.001873 | -0.001905 | -0.001848 | -0.001784 | -0.001654 | -0.001614 | -0.001449 | -0.001333 | -0.001239 | -0.001067 | -0.00092 | -0.000713 | -0.000455 | -0.000326 | -0.000174 | -1.3e-05 | 0.000143 | 0.000291 | 0.000411 | 0.000569 | 0.000583 | 0.000583 | 0.000458 | 0.000471 | 0.000297 | 0 | -0.000326 | -0.000723 | -0.001171 | -0.001615 | -0.002044 | -0.002475 | -0.002851 | -0.003173 | -0.003413
-0.001781 | -0.001848 | -0.001818 | -0.001761 | -0.001641 | -0.001581 | -0.001409 | -0.001263 | -0.001157 | -0.000995 | -0.000823 | -0.000634 | -0.000331 | -0.000203 | -6.6e-05 | 0.000122 | 0.000244 | 0.0004 | 0.000504 | 0.000627 | 0.000666 | 0.000655 | 0.000505 | 0.000515 | 0.000334 | 0 | -0.000327 | -0.000744 | -0.001192 | -0.00171 | -0.002109 | -0.002615 | -0.003012 | -0.003333 | -0.003579
-0.001767 | -0.001797 | -0.001768 | -0.001707 | -0.001575 | -0.0015 | -0.001315 | -0.001179 | -0.001046 | -0.000824 | -0.000618 | -0.000404 | -0.000189 | -5.8e-05 | 0.000108 | 0.000261 | 0.000403 | 0.000555 | 0.000626 | 0.000742 | 0.000788 | 0.000736 | 0.000563 | 0.000535 | 0.000334 | 0 | -0.000385 | -0.000816 | -0.001313 | -0.001825 | -0.002255 | -0.002741 | -0.003159 | -0.003507 | -0.003699
-0.001596 | -0.001635 | -0.001567 | -0.00146 | -0.00131 | -0.001225 | -0.00103 | -0.000868 | -0.000736 | -0.000553 | -0.000367 | -0.000159 | 2.3e-05 | 0.000149 | 0.000314 | 0.00049 | 0.000602 | 0.000756 | 0.000812 | 0.000939 | 0.000908 | 0.000845 | 0.000668 | 0.000617 | 0.000377 | 0 | -0.000365 | -0.000854 | -0.001387 | -0.001921 | -0.002383 | -0.0029 | -0.003337 | -0.003718 | -0.00397
-0.001505 | -0.001494 | -0.001418 | -0.001334 | -0.001199 | -0.001108 | -0.000925 | -0.000778 | -0.000644 | -0.000451 | -0.000255 | -4.5e-05 | 0.000143 | 0.00026 | 0.000432 | 0.000596 | 0.000732 | 0.000843 | 0.00093 | 0.001003 | 0.001021 | 0.000938 | 0.000707 | 0.000639 | 0.000407 | 0 | -0.000418 | -0.000907 | -0.001447 | -0.002031 | -0.002531 | -0.003071 | -0.003507 | -0.003886 | -0.004126
-0.001563 | -0.001566 | -0.001472 | -0.001368 | -0.001205 | -0.001122 | -0.000918 | -0.000758 | -0.000627 | -0.000396 | -0.000203 | 1.6e-05 | 0.000225 | 0.000376 | 0.000531 | 0.000712 | 0.000836 | 0.000977 | 0.001046 | 0.001121 | 0.001121 | 0.001016 | 0.000787 | 0.000714 | 0.00044 | 0 | -0.000417 | -0.000983 | -0.001553 | -0.002125 | -0.002637 | -0.003177 | -0.003628 | -0.004 | -0.004245
-0.001291 | -0.001293 | -0.001191 | -0.001088 | -0.000911 | -0.000834 | -0.000625 | -0.000453 | -0.000314 | -9e-05 | 0.000124 | 0.000343 | 0.000514 | 0.000671 | 0.000816 | 0.000978 | 0.001101 | 0.001208 | 0.001239 | 0.001302 | 0.001256 | 0.001133 | 0.000881 | 0.000771 | 0.000495 | 0 | -0.000468 | -0.001035 | -0.001571 | -0.002174 | -0.002714 | -0.0033 | -0.003773 | -0.004145 | -0.004424
-0.001243 | -0.001251 | -0.001155 | -0.001074 | -0.000924 | -0.000831 | -0.000617 | -0.000469 | -0.000322 | -8.5e-05 | 0.000121 | 0.000353 | 0.000578 | 0.000692 | 0.000871 | 0.001012 | 0.001138 | 0.001259 | 0.001287 | 0.001337 | 0.001326 | 0.001192 | 0.000924 | 0.000761 | 0.000488 | 0 | -0.000529 | -0.0011 | -0.001703 | -0.002321 | -0.002885 | -0.003462 | -0.003939 | -0.004344 | -0.004594
-0.001186 | -0.001171 | -0.001046 | -0.00092 | -0.000741 | -0.000652 | -0.000403 | -0.000225 | -8.3e-05 | 0.000152 | 0.000359 | 0.000594 | 0.000811 | 0.000947 | 0.001079 | 0.001267 | 0.00138 | 0.001456 | 0.001501 | 0.001536 | 0.001474 | 0.00131 | 0.00105 | 0.000865 | 0.000545 | 0 | -0.000486 | -0.001074 | -0.00175 | -0.002382 | -0.002989 | -0.003605 | -0.004089 | -0.004492 | -0.004768
-0.000926 | -0.000908 | -0.000798 | -0.000699 | -0.000528 | -0.00044 | -0.000214 | -3.8e-05 | 0.000114 | 0.000335 | 0.000567 | 0.000796 | 0.001009 | 0.001143 | 0.001318 | 0.001447 | 0.001569 | 0.001646 | 0.001674 | 0.001695 | 0.001618 | 0.001437 | 0.001121 | 0.000951 | 0.000569 | 0 | -0.000512 | -0.001169 | -0.001824 | -0.002484 | -0.003099 | -0.003726 | -0.004272 | -0.00468 | -0.004974
-0.000897 | -0.000895 | -0.00078 | -0.000663 | -0.000497 | -0.000384 | -0.000166 | 1.6e-05 | 0.000163 | 0.000416 | 0.000664 | 0.000885 | 0.001112 | 0.001248 | 0.001403 | 0.001559 | 0.001663 | 0.001756 | 0.001737 | 0.001763 | 0.001684 | 0.001483 | 0.001192 | 0.000949 | 0.000568 | 0 | -0.000589 | -0.001254 | -0.001967 | -0.002659 | -0.003279 | -0.003944 | -0.004462 | -0.004899 | -0.005186
-0.000765 | -0.000731 | -0.000589 | -0.000458 | -0.000278 | -0.000166 | 6.3e-05 | 0.000236 | 0.000397 | 0.000662 | 0.000895 | 0.001137 | 0.001348 | 0.001468 | 0.0016 | 0.001766 | 0.001869 | 0.001918 | 0.001922 | 0.001954 | 0.00183 | 0.001602 | 0.001248 | 0.001028 | 0.000597 | 0 | -0.000617 | -0.001314 | -0.002025 | -0.002778 | -0.003429 | -0.004096 | -0.004643 | -0.005058 | -0.005402
-0.000452 | -0.000417 | -0.000288 | -0.000177 | 4e-06 | 0.000105 | 0.000338 | 0.000508 | 0.000669 | 0.000928 | 0.001172 | 0.001393 | 0.001623 | 0.001744 | 0.001904 | 0.00201 | 0.002114 | 0.002173 | 0.002146 | 0.002123 | 0.001989 | 0.001758 | 0.001362 | 0.001094 | 0.000648 | 0 | -0.000647 | -0.001387 | -0.00213 | -0.002892 | -0.00357 | -0.004278 | -0.004836 | -0.005297 | -0.005621
-0.000398 | -0.000361 | -0.000214 | -0.000106 | 9.5e-05 | 0.000203 | 0.00044 | 0.000614 | 0.000806 | 0.001059 | 0.001321 | 0.001566 | 0.001784 | 0.001885 | 0.002048 | 0.002158 | 0.002254 | 0.002313 | 0.002289 | 0.002284 | 0.002103 | 0.001833 | 0.001417 | 0.001146 | 0.000667 | 0 | -0.000687 | -0.001444 | -0.002222 | -0.003045 | -0.003692 | -0.004453 | -0.005023 | -0.00549 | -0.005838
-4.4e-05 | -7e-06 | 0.000129 | 0.000245 | 0.000408 | 0.000506 | 0.000745 | 0.00094 | 0.001081 | 0.001339 | 0.001604 | 0.001832 | 0.002057 | 0.002175 | 0.00232 | 0.002434 | 0.00251 | 0.002546 | 0.00247 | 0.002444 | 0.002263 | 0.001972 | 0.001538 | 0.001206 | 0.000706 | 0 | -0.000686 | -0.001501 | -0.00232 | -0.003159 | -0.003833 | -0.004589 | -0.005193 | -0.005694 | -0.006034
-5e-06 | 4.8e-05 | 0.000188 | 0.00032 | 0.000508 | 0.000622 | 0.000867 | 0.001086 | 0.001244 | 0.001507 | 0.001775 | 0.002023 | 0.002222 | 0.002356 | 0.002501 | 0.002595 | 0.002687 | 0.002716 | 0.00262 | 0.002561 | 0.002377 | 0.002038 | 0.001587 | 0.001245 | 0.000712 | 0 | -0.000793 | -0.001607 | -0.002463 | -0.003301 | -0.004048 | -0.004796 | -0.005442 | -0.005923 | -0.006272
0.000382 | 0.000429 | 0.000577 | 0.000704 | 0.000884 | 0.001007 | 0.001223 | 0.001399 | 0.001566 | 0.001839 | 0.00209 | 0.002297 | 0.002524 | 0.002665 | 0.00276 | 0.00289 | 0.00291 | 0.002927 | 0.002827 | 0.002765 | 0.002532 | 0.002199 | 0.001692 | 0.001296 | 0.000763 | 0 | -0.000748 | -0.001596 | -0.002492 | -0.003403 | -0.004141 | -0.004934 | -0.005581 | -0.006092 | -0.006453
0.0004 | 0.000455 | 0.000607 | 0.00075 | 0.000912 | 0.001037 | 0.00127 | 0.00146 | 0.001632 | 0.001921 | 0.002183 | 0.002407 | 0.002663 | 0.002773 | 0.002886 | 0.002989 | 0.003026 | 0.00305 | 0.002965 | 0.002829 | 0.002594 | 0.002245 | 0.001753 | 0.001339 | 0.00078 | 0 | -0.000781 | -0.001664 | -0.00255 | -0.003423 | -0.00422 | -0.005037 | -0.005669 | -0.00619 | -0.006581
0.000582 | 0.000639 | 0.000808 | 0.000915 | 0.001097 | 0.001219 | 0.001451 | 0.001649 | 0.001832 | 0.002089 | 0.002372 | 0.002588 | 0.002812 | 0.002908 | 0.003031 | 0.003149 | 0.003167 | 0.003161 | 0.003052 | 0.002938 | 0.002713 | 0.002318 | 0.001789 | 0.001377 | 0.000793 | 0 | -0.000787 | -0.001648 | -0.002583 | -0.003491 | -0.004245 | -0.005095 | -0.005731 | -0.006265 | -0.006648
0.000501 | 0.000602 | 0.00078 | 0.000893 | 0.001093 | 0.00122 | 0.001463 | 0.001662 | 0.001819 | 0.002111 | 0.002382 | 0.002619 | 0.00282 | 0.002977 | 0.003081 | 0.003173 | 0.003183 | 0.00319 | 0.003081 | 0.002948 | 0.002722 | 0.002323 | 0.001793 | 0.00135 | 0.000778 | 0 | -0.000794 | -0.001705 | -0.002545 | -0.003455 | -0.004218 | -0.005023 | -0.005706 | -0.006235 | -0.006622
0.000832 | 0.000889 | 0.001029 | 0.001126 | 0.001293 | 0.001409 | 0.001637 | 0.00181 | 0.001962 | 0.002241 | 0.002492 | 0.002704 | 0.002932 | 0.003008 | 0.003127 | 0.003212 | 0.003215 | 0.003229 | 0.003075 | 0.003009 | 0.002744 | 0.002327 | 0.001784 | 0.001381 | 0.000834 | 0 | -0.000746 | -0.00161 | -0.002474 | -0.003384 | -0.00411 | -0.00494 | -0.005532 | -0.006055 | -0.006454
0.000583 | 0.000645 | 0.000788 | 0.000872 | 0.001046 | 0.001153 | 0.001372 | 0.001588 | 0.001698 | 0.001974 | 0.002225 | 0.002455 | 0.002658 | 0.002727 | 0.002839 | 0.002927 | 0.002991 | 0.002969 | 0.002866 | 0.00277 | 0.002536 | 0.002165 | 0.00167 | 0.001318 | 0.00074 | 0 | -0.000732 | -0.001554 | -0.002359 | -0.00324 | -0.003962 | -0.004672 | -0.005332 | -0.005826 | -0.006172
0.000323 | 0.00037 | 0.000515 | 0.000566 | 0.000733 | 0.000781 | 0.001028 | 0.001236 | 0.001332 | 0.001617 | 0.001847 | 0.002092 | 0.002302 | 0.002409 | 0.002523 | 0.002646 | 0.002683 | 0.002663 | 0.002551 | 0.002536 | 0.002303 | 0.001932 | 0.001472 | 0.001156 | 0.000694 | 0 | -0.000633 | -0.001433 | -0.002183 | -0.002978 | -0.003593 | -0.00432 | -0.004896 | -0.005406 | -0.005677
-0.000316 | -0.000269 | -0.00013 | -4.6e-05 | 0.000103 | 0.000211 | 0.000432 | 0.000633 | 0.000745 | 0.001001 | 0.001255 | 0.001476 | 0.001686 | 0.001815 | 0.001973 | 0.002046 | 0.002142 | 0.002178 | 0.002081 | 0.002123 | 0.001927 | 0.00166 | 0.00126 | 0.001004 | 0.000601 | 0 | -0.000579 | -0.001186 | -0.001874 | -0.0026 | -0.003142 | -0.003802 | -0.004304 | -0.00478 | -0.005057
-0.000913 | -0.000837 | -0.000696 | -0.000639 | -0.000472 | -0.000412 | -0.000196 | 2e-06 | 0.000114 | 0.00035 | 0.000602 | 0.000813 | 0.00105 | 0.001164 | 0.001314 | 0.00145 | 0.001473 | 0.001561 | 0.001537 | 0.001582 | 0.001478 | 0.001279 | 0.000961 | 0.000779 | 0.000517 | 0 | -0.000473 | -0.001007 | -0.001609 | -0.002242 | -0.002682 | -0.003278 | -0.003771 | -0.004158 | -0.004438
-0.001917 | -0.001848 | -0.001677 | -0.001611 | -0.001436 | -0.001399 | -0.001153 | -0.000932 | -0.000804 | -0.00054 | -0.000289 | -4.4e-05 | 0.000168 | 0.000318 | 0.000521 | 0.00064 | 0.000725 | 0.000843 | 0.000871 | 0.000965 | 0.000914 | 0.000801 | 0.000604 | 0.000518 | 0.000404 | 0 | -0.000308 | -0.000824 | -0.001217 | -0.001817 | -0.002121 | -0.002626 | -0.003062 | -0.003417 | -0.00358
-0.002698 | -0.002593 | -0.002433 | -0.002358 | -0.002224 | -0.002126 | -0.001906 | -0.001683 | -0.001567 | -0.001312 | -0.001041 | -0.000862 | -0.000615 | -0.000419 | -0.000295 | -0.000118 | 5.7e-05 | 0.000157 | 0.000198 | 0.00048 | 0.000496 | 0.00038 | 0.000249 | 0.00036 | 0.000307 | 0 | -0.000248 | -0.000606 | -0.000961 | -0.001473 | -0.001664 | -0.002132 | -0.002441 | -0.002732 | -0.002921
-0.003335 | -0.003238 | -0.003041 | -0.002982 | -0.002826 | -0.002753 | -0.002489 | -0.002316 | -0.002209 | -0.001961 | -0.001699 | -0.001442 | -0.00121 | -0.001049 | -0.000833 | -0.00064 | -0.000494 | -0.00035 | -0.000225 | 1.7e-05 | 5.7e-05 | 3.1e-05 | 2.3e-05 | 0.000171 | 0.000147 | 0 | -0.000177 | -0.000502 | -0.000687 | -0.001151 | -0.001268 | -0.001659 | -0.001943 | -0.002213 | -0.002371
-0.003727 | -0.003594 | -0.003451 | -0.003357 | -0.003233 | -0.003129 | -0.002872 | -0.002646 | -0.002601 | -0.002323 | -0.002077 | -0.001795 | -0.001567 | -0.001415 | -0.001156 | -0.001002 | -0.000825 | -0.000685 | -0.000536 | -0.000257 | -0.00014 | -8.8e-05 | -8.5e-05 | 4.5e-05 | 0.0002 | 0 | -7.4e-05 | -0.000279 | -0.000391 | -0.000841 | -0.000911 | -0.001264 | -0.00143 | -0.001712 | -0.001847
-0.00407 | -0.003952 | -0.003744 | -0.003708 | -0.003571 | -0.003508 | -0.003265 | -0.003018 | -0.002977 | -0.002712 | -0.002443 | -0.002188 | -0.001984 | -0.001815 | -0.001537 | -0.0014 | -0.001203 | -0.001066 | -0.000889 | -0.000495 | -0.000437 | -0.000274 | -0.00032 | -0.000101 | 9.4e-05 | 0 | -7.9e-05 | -0.00029 | -0.00047 | -0.000755 | -0.000839 | -0.001102 | -0.00131 | -0.001576 | -0.001653
-0.004442 | -0.00429 | -0.004068 | -0.003991 | -0.003867 | -0.003743 | -0.003532 | -0.003318 | -0.00322 | -0.002959 | -0.002667 | -0.002424 | -0.00219 | -0.001974 | -0.001734 | -0.001561 | -0.001364 | -0.00121 | -0.001021 | -0.000621 | -0.000457 | -0.000338 | -0.000332 | -5.9e-05 | 0.000141 | 0 | 9.1e-05 | -0.000127 | -0.000184 | -0.000575 | -0.000554 | -0.000827 | -0.001095 | -0.001202 | -0.001338

## ACS266_CC_tcarray
0.038597 | 0.037476 | 0.034987 | 0.033235 | 0.032855 | 0.032043 | 0.031369 | 0.031126 | 0.02957 | 0.029566 | 0.028011 | 0.027198 | 0.026408 | 0.024194 | 0.024258 | 0.020761 | 0.01892 | 0.018442 | 0.016415 | 0.015069 | 0.013287 | 0.010313 | 0.007433 | 0.005687 | 0.0032 | 0 | -0.003369 | -0.007421 | -0.01018 | -0.013894 | -0.015433 | -0.019292 | -0.022399 | -0.024314 | -0.028156
0.026733 | 0.026747 | 0.02601 | 0.025287 | 0.025262 | 0.024746 | 0.024713 | 0.024547 | 0.023863 | 0.023985 | 0.023081 | 0.021974 | 0.021818 | 0.020104 | 0.019413 | 0.017467 | 0.017581 | 0.016418 | 0.014588 | 0.0131 | 0.012784 | 0.010546 | 0.006797 | 0.006099 | 0.00201 | 0 | -0.002439 | -0.005964 | -0.008892 | -0.012647 | -0.015573 | -0.017908 | -0.021598 | -0.023648 | -0.025818
0.019571 | 0.019389 | 0.018674 | 0.018356 | 0.018298 | 0.018073 | 0.018379 | 0.018543 | 0.018087 | 0.01872 | 0.018289 | 0.018314 | 0.018288 | 0.017029 | 0.017256 | 0.015028 | 0.014733 | 0.013728 | 0.012816 | 0.011918 | 0.010802 | 0.009038 | 0.006227 | 0.005459 | 0.001508 | 0 | -0.003349 | -0.006421 | -0.009816 | -0.012662 | -0.015367 | -0.018774 | -0.020896 | -0.023253 | -0.025767
0.01498 | 0.014866 | 0.014153 | 0.01397 | 0.014473 | 0.01469 | 0.014982 | 0.015515 | 0.015834 | 0.016653 | 0.016361 | 0.016588 | 0.016876 | 0.015931 | 0.016267 | 0.01478 | 0.013925 | 0.01449 | 0.01294 | 0.012566 | 0.011994 | 0.010214 | 0.00725 | 0.005745 | 0.003044 | 0 | -0.002552 | -0.006466 | -0.008774 | -0.011921 | -0.013699 | -0.016664 | -0.019123 | -0.021247 | -0.022923
0.008345 | 0.009009 | 0.009507 | 0.010006 | 0.010748 | 0.011141 | 0.011721 | 0.011959 | 0.012432 | 0.013526 | 0.013982 | 0.014361 | 0.015161 | 0.014135 | 0.014323 | 0.013413 | 0.013403 | 0.01367 | 0.012499 | 0.012192 | 0.011217 | 0.009273 | 0.006881 | 0.005542 | 0.002388 | 0 | -0.002626 | -0.006597 | -0.009066 | -0.011796 | -0.01424 | -0.01693 | -0.020125 | -0.021404 | -0.023005
0.004257 | 0.005014 | 0.005493 | 0.005923 | 0.006789 | 0.007506 | 0.00806 | 0.009165 | 0.009958 | 0.011352 | 0.012125 | 0.012757 | 0.013508 | 0.0131 | 0.013709 | 0.01288 | 0.012493 | 0.012614 | 0.012436 | 0.011468 | 0.010879 | 0.009347 | 0.006877 | 0.005695 | 0.002272 | 0 | -0.002886 | -0.0059 | -0.008395 | -0.011155 | -0.012692 | -0.016005 | -0.018263 | -0.020155 | -0.021955
-0.00089 | 0.000116 | 0.001072 | 0.002016 | 0.003214 | 0.004109 | 0.005088 | 0.006097 | 0.006927 | 0.008603 | 0.00941 | 0.01 | 0.011347 | 0.011152 | 0.01163 | 0.010734 | 0.0113 | 0.011444 | 0.010982 | 0.010451 | 0.009753 | 0.008882 | 0.006412 | 0.005074 | 0.002337 | 0 | -0.002301 | -0.005305 | -0.007872 | -0.010579 | -0.012592 | -0.015092 | -0.017349 | -0.018982 | -0.020047
-0.005587 | -0.004415 | -0.003097 | -0.002238 | -0.00089 | -0.000185 | 0.000828 | 0.002013 | 0.002794 | 0.004349 | 0.005437 | 0.006381 | 0.007065 | 0.007368 | 0.008123 | 0.008103 | 0.008327 | 0.008811 | 0.008253 | 0.008456 | 0.007842 | 0.006666 | 0.00523 | 0.003993 | 0.001743 | 0 | -0.002424 | -0.005408 | -0.007988 | -0.010358 | -0.012825 | -0.015228 | -0.017711 | -0.019039 | -0.020817
-0.008658 | -0.007686 | -0.006544 | -0.005511 | -0.004572 | -0.003223 | -0.002097 | -0.000798 | 0.000471 | 0.001933 | 0.003136 | 0.004156 | 0.00544 | 0.005657 | 0.006451 | 0.006386 | 0.007141 | 0.007296 | 0.007655 | 0.007449 | 0.007433 | 0.006805 | 0.005076 | 0.00423 | 0.00185 | 0 | -0.00174 | -0.00428 | -0.006507 | -0.009254 | -0.011265 | -0.013686 | -0.01553 | -0.016888 | -0.018606
-0.011536 | -0.0103 | -0.008883 | -0.007516 | -0.006039 | -0.004577 | -0.003457 | -0.002217 | -0.000813 | 0.000822 | 0.00191 | 0.002976 | 0.004288 | 0.004495 | 0.005444 | 0.005339 | 0.006296 | 0.006906 | 0.006907 | 0.007406 | 0.007212 | 0.006748 | 0.004901 | 0.004009 | 0.001951 | 0 | -0.001692 | -0.004276 | -0.006455 | -0.008795 | -0.011135 | -0.013361 | -0.015066 | -0.016469 | -0.01776
-0.012726 | -0.011498 | -0.00993 | -0.008602 | -0.007051 | -0.006012 | -0.004784 | -0.003368 | -0.001957 | -0.000105 | 0.001338 | 0.002594 | 0.003759 | 0.004457 | 0.005421 | 0.005883 | 0.00636 | 0.007098 | 0.007103 | 0.00698 | 0.00701 | 0.006293 | 0.005088 | 0.004076 | 0.001875 | 0 | -0.001985 | -0.004486 | -0.00654 | -0.008863 | -0.010414 | -0.012444 | -0.014628 | -0.015919 | -0.017218
-0.014322 | -0.013187 | -0.011593 | -0.010071 | -0.00865 | -0.006998 | -0.005602 | -0.004196 | -0.002459 | -0.00046 | 0.001278 | 0.002687 | 0.004202 | 0.004822 | 0.005557 | 0.005891 | 0.00646 | 0.006938 | 0.007295 | 0.007469 | 0.007631 | 0.006742 | 0.005199 | 0.004241 | 0.002097 | 0 | -0.001855 | -0.004268 | -0.006568 | -0.008083 | -0.009702 | -0.01175 | -0.013588 | -0.014908 | -0.015554
-0.015726 | -0.014282 | -0.012322 | -0.01059 | -0.008951 | -0.007443 | -0.006204 | -0.004876 | -0.003139 | -0.001148 | 0.000634 | 0.002074 | 0.003505 | 0.004357 | 0.005113 | 0.005707 | 0.006349 | 0.006749 | 0.00702 | 0.007212 | 0.006803 | 0.006385 | 0.004926 | 0.003961 | 0.002012 | 0 | -0.001722 | -0.004108 | -0.005904 | -0.007808 | -0.009497 | -0.011322 | -0.013151 | -0.014462 | -0.015383
-0.017869 | -0.016556 | -0.014608 | -0.013062 | -0.011356 | -0.009994 | -0.008664 | -0.006941 | -0.005437 | -0.003267 | -0.001392 | 0.000208 | 0.001656 | 0.002649 | 0.003579 | 0.004 | 0.004701 | 0.005296 | 0.005557 | 0.005642 | 0.005687 | 0.005243 | 0.004231 | 0.003318 | 0.001573 | 0 | -0.001689 | -0.00356 | -0.005303 | -0.007224 | -0.008788 | -0.010697 | -0.012199 | -0.013343 | -0.014617
-0.019529 | -0.018094 | -0.016269 | -0.014584 | -0.013025 | -0.011256 | -0.009821 | -0.008359 | -0.006718 | -0.004762 | -0.003092 | -0.00162 | -9.8e-05 | 0.000697 | 0.001667 | 0.002069 | 0.003084 | 0.003592 | 0.004149 | 0.00465 | 0.004737 | 0.004667 | 0.003605 | 0.002934 | 0.001383 | 0 | -0.001374 | -0.002929 | -0.00469 | -0.006817 | -0.008446 | -0.010008 | -0.01137 | -0.012509 | -0.013546
-0.020038 | -0.018463 | -0.01653 | -0.014941 | -0.013287 | -0.011943 | -0.010676 | -0.009297 | -0.007685 | -0.00609 | -0.004493 | -0.003052 | -0.001688 | -0.001044 | 9e-06 | 0.000896 | 0.001696 | 0.002407 | 0.003014 | 0.003404 | 0.003616 | 0.003771 | 0.002923 | 0.002416 | 0.001249 | 0 | -0.001185 | -0.002785 | -0.004534 | -0.006515 | -0.008116 | -0.009852 | -0.011044 | -0.012065 | -0.013536
-0.020407 | -0.019095 | -0.01726 | -0.015753 | -0.014323 | -0.012833 | -0.01151 | -0.009925 | -0.00835 | -0.00645 | -0.004846 | -0.003504 | -0.002242 | -0.001224 | -0.000205 | 0.000446 | 0.001348 | 0.002116 | 0.002499 | 0.003106 | 0.003542 | 0.003587 | 0.002996 | 0.002265 | 0.001028 | 0 | -0.001442 | -0.00295 | -0.004372 | -0.006261 | -0.00759 | -0.009266 | -0.010403 | -0.011489 | -0.01262
-0.019406 | -0.018021 | -0.01617 | -0.014578 | -0.013012 | -0.011464 | -0.009902 | -0.008595 | -0.006909 | -0.005219 | -0.003735 | -0.002285 | -0.000987 | -0.000283 | 0.000627 | 0.001342 | 0.002318 | 0.00286 | 0.00368 | 0.003961 | 0.004288 | 0.004281 | 0.003238 | 0.002817 | 0.001382 | 0 | -0.001193 | -0.002873 | -0.004399 | -0.005902 | -0.007311 | -0.008559 | -0.010063 | -0.010968 | -0.011671
-0.018731 | -0.017376 | -0.015482 | -0.013851 | -0.012321 | -0.010881 | -0.009741 | -0.008233 | -0.006702 | -0.00476 | -0.002925 | -0.001472 | -0.000186 | 0.000838 | 0.001797 | 0.002504 | 0.003181 | 0.003804 | 0.004078 | 0.004561 | 0.004533 | 0.004366 | 0.003722 | 0.003038 | 0.001543 | 0 | -0.001461 | -0.003115 | -0.00436 | -0.005701 | -0.006774 | -0.008263 | -0.009641 | -0.010636 | -0.011357
-0.018596 | -0.017393 | -0.015597 | -0.013999 | -0.012389 | -0.010897 | -0.009594 | -0.008141 | -0.00639 | -0.004293 | -0.00252 | -0.000881 | 0.000558 | 0.001423 | 0.002336 | 0.002849 | 0.00352 | 0.004134 | 0.004484 | 0.004668 | 0.004869 | 0.004676 | 0.003853 | 0.00307 | 0.00149 | 0 | -0.001335 | -0.002768 | -0.00401 | -0.005131 | -0.006042 | -0.007362 | -0.008586 | -0.009726 | -0.010185
-0.01899 | -0.017621 | -0.015695 | -0.014026 | -0.012511 | -0.011013 | -0.009679 | -0.008443 | -0.006841 | -0.005003 | -0.003132 | -0.001538 | -0.000119 | 0.000741 | 0.00161 | 0.0022 | 0.002923 | 0.003369 | 0.003993 | 0.004191 | 0.004107 | 0.004048 | 0.003271 | 0.002822 | 0.001292 | 0 | -0.001176 | -0.002626 | -0.003905 | -0.004963 | -0.006159 | -0.007363 | -0.008609 | -0.009445 | -0.010006
-0.019371 | -0.018167 | -0.016439 | -0.015017 | -0.013513 | -0.012187 | -0.011111 | -0.009677 | -0.008222 | -0.006352 | -0.00461 | -0.003144 | -0.001762 | -0.000848 | 7.8e-05 | 0.000785 | 0.001428 | 0.002005 | 0.002517 | 0.00284 | 0.002986 | 0.003096 | 0.00262 | 0.002053 | 0.001151 | 0 | -0.000937 | -0.002039 | -0.003073 | -0.004619 | -0.005637 | -0.006843 | -0.007739 | -0.008618 | -0.009569
-0.020355 | -0.019131 | -0.017469 | -0.016003 | -0.014575 | -0.013181 | -0.011936 | -0.010561 | -0.008995 | -0.007341 | -0.005857 | -0.004539 | -0.003337 | -0.002332 | -0.00153 | -0.000861 | 4.4e-05 | 0.000605 | 0.001146 | 0.001706 | 0.002174 | 0.002419 | 0.002043 | 0.001552 | 0.00072 | 0 | -0.000718 | -0.001634 | -0.002711 | -0.004105 | -0.005301 | -0.006458 | -0.007139 | -0.007943 | -0.009042
-0.02068 | -0.019361 | -0.017653 | -0.016228 | -0.01487 | -0.013574 | -0.012333 | -0.011194 | -0.009703 | -0.008328 | -0.006887 | -0.005641 | -0.004464 | -0.003664 | -0.002639 | -0.001829 | -0.000965 | -0.00029 | 0.000482 | 0.001035 | 0.00133 | 0.001735 | 0.001404 | 0.001278 | 0.000683 | 0 | -0.000712 | -0.001621 | -0.002643 | -0.004066 | -0.005319 | -0.006375 | -0.007019 | -0.007757 | -0.008918
-0.020196 | -0.019038 | -0.01743 | -0.01612 | -0.014824 | -0.013547 | -0.012468 | -0.011051 | -0.009619 | -0.008093 | -0.006727 | -0.005538 | -0.004399 | -0.003528 | -0.00259 | -0.001792 | -0.00102 | -0.000162 | 0.000248 | 0.000939 | 0.001445 | 0.001842 | 0.00168 | 0.001299 | 0.000704 | 0 | -0.000715 | -0.001576 | -0.002401 | -0.003857 | -0.004689 | -0.005689 | -0.006484 | -0.007246 | -0.008297
-0.01958 | -0.018383 | -0.016704 | -0.015251 | -0.013943 | -0.012584 | -0.011358 | -0.010108 | -0.008621 | -0.007107 | -0.005718 | -0.004478 | -0.003357 | -0.002478 | -0.001694 | -0.000945 | 5e-06 | 0.000557 | 0.001255 | 0.001737 | 0.002087 | 0.002462 | 0.002037 | 0.001719 | 0.000845 | 0 | -0.000779 | -0.001727 | -0.002693 | -0.003533 | -0.004524 | -0.005412 | -0.006269 | -0.007021 | -0.007587
-0.018446 | -0.017245 | -0.015583 | -0.014115 | -0.01274 | -0.011495 | -0.010381 | -0.009174 | -0.007739 | -0.006112 | -0.004543 | -0.003195 | -0.001985 | -0.001143 | -0.000247 | 0.000442 | 0.0011 | 0.001686 | 0.002217 | 0.002639 | 0.002798 | 0.002833 | 0.002438 | 0.002172 | 0.001046 | 0 | -0.000869 | -0.00193 | -0.002752 | -0.003479 | -0.004109 | -0.00501 | -0.005947 | -0.006721 | -0.007147
-0.01835 | -0.017229 | -0.015519 | -0.014094 | -0.012677 | -0.011363 | -0.010291 | -0.008937 | -0.007428 | -0.005528 | -0.003897 | -0.0025 | -0.001262 | -0.00034 | 0.000368 | 0.001072 | 0.00167 | 0.002101 | 0.002471 | 0.002894 | 0.003111 | 0.00308 | 0.002669 | 0.002212 | 0.001067 | 0 | -0.000994 | -0.001925 | -0.002593 | -0.003163 | -0.003651 | -0.004458 | -0.005431 | -0.006247 | -0.006397
-0.017506 | -0.016378 | -0.014719 | -0.013209 | -0.01184 | -0.010536 | -0.00936 | -0.008306 | -0.006856 | -0.005163 | -0.003486 | -0.002067 | -0.000849 | 3.5e-05 | 0.000836 | 0.001317 | 0.001938 | 0.002282 | 0.002842 | 0.003095 | 0.003046 | 0.003066 | 0.002652 | 0.002209 | 0.001057 | 0 | -0.000725 | -0.001754 | -0.002541 | -0.003061 | -0.003617 | -0.004321 | -0.005317 | -0.005968 | -0.006207
-0.017353 | -0.01629 | -0.014722 | -0.013386 | -0.012112 | -0.010955 | -0.009986 | -0.008839 | -0.007554 | -0.00589 | -0.004278 | -0.002936 | -0.001712 | -0.000923 | -0.00015 | 0.000464 | 0.001 | 0.0014 | 0.001838 | 0.002126 | 0.002231 | 0.002293 | 0.001968 | 0.001699 | 0.00076 | 0 | -0.000788 | -0.001508 | -0.002075 | -0.002911 | -0.003375 | -0.004207 | -0.004924 | -0.005629 | -0.006069
-0.018071 | -0.017024 | -0.015536 | -0.014244 | -0.012987 | -0.01183 | -0.010809 | -0.009627 | -0.008293 | -0.006738 | -0.005395 | -0.004158 | -0.003046 | -0.002284 | -0.001569 | -0.000977 | -0.000329 | 0.000165 | 0.000572 | 0.001043 | 0.001394 | 0.001622 | 0.001517 | 0.001108 | 0.000584 | 0 | -0.000527 | -0.001055 | -0.001649 | -0.002526 | -0.003245 | -0.00387 | -0.00436 | -0.005056 | -0.005741
-0.018356 | -0.017271 | -0.01579 | -0.014556 | -0.013425 | -0.012295 | -0.01125 | -0.010284 | -0.00906 | -0.007873 | -0.006566 | -0.005469 | -0.00448 | -0.003718 | -0.002933 | -0.002277 | -0.001559 | -0.000986 | -0.000255 | 0.000126 | 0.0004 | 0.000864 | 0.000773 | 0.000831 | 0.000346 | 0 | -0.000238 | -0.000763 | -0.001418 | -0.002291 | -0.003152 | -0.003814 | -0.00425 | -0.004691 | -0.005639
-0.017914 | -0.016972 | -0.015698 | -0.014657 | -0.013607 | -0.012621 | -0.011763 | -0.010651 | -0.009527 | -0.008332 | -0.007256 | -0.006283 | -0.005359 | -0.004681 | -0.003902 | -0.003134 | -0.002482 | -0.001832 | -0.001342 | -0.000713 | -0.00016 | 0.0003 | 0.000421 | 0.000381 | 0.000194 | 0 | -0.000363 | -0.000667 | -0.001115 | -0.002301 | -0.002947 | -0.003624 | -0.003907 | -0.004419 | -0.005491
-0.017167 | -0.016238 | -0.014965 | -0.013906 | -0.012933 | -0.011955 | -0.011028 | -0.010024 | -0.0089 | -0.007788 | -0.006922 | -0.006052 | -0.005271 | -0.004597 | -0.003898 | -0.00329 | -0.002349 | -0.001762 | -0.001229 | -0.000603 | -9.5e-05 | 0.000486 | 0.000543 | 0.000451 | 0.000228 | 0 | -0.000217 | -0.000574 | -0.001212 | -0.00214 | -0.002952 | -0.003523 | -0.003825 | -0.004362 | -0.005252
-0.015927 | -0.015038 | -0.013851 | -0.012851 | -0.011916 | -0.010962 | -0.010116 | -0.009209 | -0.008108 | -0.007174 | -0.006201 | -0.005311 | -0.004483 | -0.003837 | -0.003112 | -0.002433 | -0.001733 | -0.001234 | -0.000489 | -4.2e-05 | 0.000261 | 0.000685 | 0.000672 | 0.000743 | 0.000401 | 0 | -0.000404 | -0.000891 | -0.001449 | -0.002175 | -0.002824 | -0.003359 | -0.00389 | -0.004366 | -0.005193
-0.014609 | -0.013827 | -0.012694 | -0.011731 | -0.010779 | -0.009892 | -0.009107 | -0.0081 | -0.007064 | -0.005903 | -0.004942 | -0.004069 | -0.003312 | -0.002662 | -0.002041 | -0.001397 | -0.00082 | -0.000259 | 5.5e-05 | 0.000522 | 0.001025 | 0.00126 | 0.001256 | 0.00097 | 0.000502 | 0 | -0.000508 | -0.001041 | -0.00153 | -0.002226 | -0.002607 | -0.003214 | -0.003727 | -0.004286 | -0.004746
-0.01375 | -0.012934 | -0.011713 | -0.010632 | -0.009621 | -0.008721 | -0.007837 | -0.006982 | -0.005842 | -0.004618 | -0.003574 | -0.002579 | -0.001746 | -0.001115 | -0.000543 | -5.3e-05 | 0.0006 | 0.00094 | 0.001401 | 0.001717 | 0.001792 | 0.001965 | 0.001749 | 0.001532 | 0.000755 | 0 | -0.000516 | -0.001218 | -0.001841 | -0.002136 | -0.002577 | -0.003081 | -0.003848 | -0.004468 | -0.004616
-0.012922 | -0.012153 | -0.010979 | -0.009891 | -0.008904 | -0.007987 | -0.007265 | -0.00635 | -0.00529 | -0.004069 | -0.002779 | -0.001742 | -0.000824 | -0.000211 | 0.000364 | 0.000908 | 0.001286 | 0.001622 | 0.002023 | 0.002217 | 0.002247 | 0.002249 | 0.001934 | 0.001727 | 0.000821 | 0 | -0.000671 | -0.001477 | -0.001953 | -0.002266 | -0.002498 | -0.003107 | -0.003895 | -0.004476 | -0.004546
-0.012259 | -0.011548 | -0.010345 | -0.009302 | -0.008273 | -0.007352 | -0.006618 | -0.005695 | -0.004579 | -0.003189 | -0.001975 | -0.00092 | -4.2e-05 | 0.000599 | 0.00109 | 0.001464 | 0.001923 | 0.002156 | 0.002347 | 0.00259 | 0.002585 | 0.002449 | 0.002203 | 0.001778 | 0.000887 | 0 | -0.000764 | -0.001437 | -0.00195 | -0.002302 | -0.002525 | -0.003111 | -0.003902 | -0.004512 | -0.004499
-0.012111 | -0.011351 | -0.010159 | -0.009052 | -0.008084 | -0.007175 | -0.006379 | -0.005606 | -0.004551 | -0.003259 | -0.00197 | -0.00085 | 3e-06 | 0.000672 | 0.001173 | 0.0016 | 0.00193 | 0.002116 | 0.002514 | 0.002639 | 0.002478 | 0.002431 | 0.002085 | 0.001764 | 0.000798 | 0 | -0.000645 | -0.001404 | -0.001988 | -0.002297 | -0.00277 | -0.003338 | -0.004148 | -0.004727 | -0.004847
-0.011975 | -0.011286 | -0.010185 | -0.009201 | -0.008236 | -0.007371 | -0.006668 | -0.005818 | -0.004797 | -0.003573 | -0.002371 | -0.001332 | -0.000444 | 0.00015 | 0.000675 | 0.001052 | 0.001418 | 0.001659 | 0.00196 | 0.002158 | 0.002174 | 0.002104 | 0.001812 | 0.001506 | 0.000706 | 0 | -0.000656 | -0.001291 | -0.001798 | -0.002423 | -0.002827 | -0.003478 | -0.004164 | -0.004769 | -0.005082
-0.012247 | -0.01153 | -0.01044 | -0.009473 | -0.008536 | -0.007715 | -0.00696 | -0.006132 | -0.00514 | -0.003974 | -0.002906 | -0.001944 | -0.001123 | -0.000526 | -6.1e-05 | 0.000379 | 0.000795 | 0.001099 | 0.001375 | 0.001625 | 0.001741 | 0.001809 | 0.001571 | 0.001201 | 0.000582 | 0 | -0.000509 | -0.001039 | -0.001627 | -0.002414 | -0.003118 | -0.00382 | -0.004376 | -0.004956 | -0.005502
-0.012575 | -0.011833 | -0.010792 | -0.009872 | -0.009046 | -0.008193 | -0.007487 | -0.006704 | -0.005774 | -0.00479 | -0.003789 | -0.002916 | -0.002143 | -0.001544 | -0.001034 | -0.000534 | -8.4e-05 | 0.000242 | 0.000707 | 0.000976 | 0.001105 | 0.001337 | 0.00116 | 0.000964 | 0.000451 | 0 | -0.000406 | -0.000893 | -0.001547 | -0.002534 | -0.003409 | -0.004179 | -0.004725 | -0.005299 | -0.006152
-0.013751 | -0.01291 | -0.011798 | -0.010842 | -0.009931 | -0.009043 | -0.00825 | -0.007393 | -0.006393 | -0.005388 | -0.004434 | -0.003579 | -0.002759 | -0.002184 | -0.001646 | -0.001163 | -0.000603 | -0.000243 | 0.000169 | 0.000499 | 0.000829 | 0.001152 | 0.001111 | 0.000849 | 0.000387 | 0 | -0.000431 | -0.000992 | -0.001808 | -0.003073 | -0.004162 | -0.005072 | -0.005621 | -0.006203 | -0.007207
-0.01361 | -0.012766 | -0.011659 | -0.010773 | -0.009951 | -0.009113 | -0.008358 | -0.007537 | -0.00668 | -0.005824 | -0.00501 | -0.004219 | -0.003511 | -0.002966 | -0.002406 | -0.001884 | -0.001303 | -0.000861 | -0.000374 | 2.9e-05 | 0.000335 | 0.000743 | 0.00084 | 0.000568 | 0.000297 | 0 | -0.000391 | -0.000938 | -0.001751 | -0.003007 | -0.004179 | -0.005088 | -0.005604 | -0.006186 | -0.00726
-0.013422 | -0.012646 | -0.011657 | -0.010817 | -0.010042 | -0.009223 | -0.00848 | -0.007644 | -0.00673 | -0.005902 | -0.005167 | -0.004449 | -0.003816 | -0.003205 | -0.002623 | -0.002102 | -0.001548 | -0.00112 | -0.000663 | -0.000206 | 0.000272 | 0.000667 | 0.00079 | 0.000554 | 0.000331 | 0 | -0.000378 | -0.000889 | -0.001673 | -0.002979 | -0.004044 | -0.004931 | -0.005387 | -0.005988 | -0.007082
-0.013056 | -0.012278 | -0.011272 | -0.010452 | -0.009641 | -0.008842 | -0.00811 | -0.007279 | -0.006394 | -0.005578 | -0.004841 | -0.004172 | -0.003508 | -0.003003 | -0.002483 | -0.001951 | -0.00132 | -0.000883 | -0.000442 | -4e-06 | 0.000418 | 0.00083 | 0.00088 | 0.00069 | 0.000374 | 0 | -0.000407 | -0.000989 | -0.001782 | -0.00288 | -0.003903 | -0.004769 | -0.005299 | -0.00586 | -0.006776
-0.012187 | -0.011451 | -0.010478 | -0.009655 | -0.008921 | -0.008153 | -0.007452 | -0.006664 | -0.005829 | -0.005012 | -0.004257 | -0.003519 | -0.002914 | -0.002379 | -0.001842 | -0.001303 | -0.000821 | -0.000386 | 7.1e-05 | 0.000457 | 0.000771 | 0.001079 | 0.001134 | 0.000896 | 0.000493 | 0 | -0.000482 | -0.001132 | -0.001857 | -0.002825 | -0.003642 | -0.004511 | -0.00515 | -0.005755 | -0.006453
-0.011308 | -0.010636 | -0.009717 | -0.008885 | -0.008093 | -0.007313 | -0.006632 | -0.005854 | -0.004942 | -0.004013 | -0.003215 | -0.002489 | -0.001812 | -0.001325 | -0.000848 | -0.000405 | 8e-05 | 0.000391 | 0.000766 | 0.001121 | 0.001347 | 0.001543 | 0.001538 | 0.00123 | 0.000639 | 0 | -0.000572 | -0.001305 | -0.002027 | -0.002793 | -0.003485 | -0.004267 | -0.005036 | -0.005641 | -0.00609
-0.010503 | -0.009819 | -0.008844 | -0.008009 | -0.007179 | -0.006436 | -0.00577 | -0.005039 | -0.00414 | -0.003189 | -0.002285 | -0.001507 | -0.000803 | -0.000303 | 0.000148 | 0.000535 | 0.00095 | 0.001213 | 0.00157 | 0.001797 | 0.001864 | 0.001959 | 0.001841 | 0.001493 | 0.000729 | 0 | -0.000677 | -0.001462 | -0.002141 | -0.002692 | -0.003264 | -0.004021 | -0.004869 | -0.005479 | -0.005644
-0.009651 | -0.009067 | -0.008102 | -0.00721 | -0.006385 | -0.005641 | -0.005032 | -0.004316 | -0.003462 | -0.00245 | -0.001457 | -0.000604 | 7.4e-05 | 0.000583 | 0.000995 | 0.001336 | 0.001633 | 0.001837 | 0.002099 | 0.002301 | 0.002277 | 0.002257 | 0.002095 | 0.001695 | 0.000818 | 0 | -0.000754 | -0.001575 | -0.002218 | -0.002632 | -0.003052 | -0.003804 | -0.00474 | -0.005335 | -0.005351
-0.009209 | -0.008616 | -0.007698 | -0.006827 | -0.006007 | -0.005279 | -0.00466 | -0.003952 | -0.003035 | -0.001955 | -0.000924 | -2.9e-05 | 0.000741 | 0.001227 | 0.001614 | 0.001882 | 0.002144 | 0.002288 | 0.002504 | 0.002609 | 0.002525 | 0.002411 | 0.00219 | 0.00177 | 0.000872 | 0 | -0.000712 | -0.001547 | -0.002166 | -0.002483 | -0.002908 | -0.003569 | -0.004496 | -0.00508 | -0.005003
-0.008819 | -0.008214 | -0.007314 | -0.006472 | -0.005689 | -0.004976 | -0.00439 | -0.003748 | -0.002876 | -0.001879 | -0.000866 | 2e-05 | 0.000768 | 0.001268 | 0.001649 | 0.001876 | 0.002086 | 0.002204 | 0.002416 | 0.002513 | 0.002394 | 0.002267 | 0.002072 | 0.001679 | 0.000811 | 0 | -0.000686 | -0.001423 | -0.001984 | -0.002308 | -0.002711 | -0.003401 | -0.004271 | -0.00479 | -0.004786
-0.008625 | -0.008182 | -0.007405 | -0.006553 | -0.0058 | -0.005138 | -0.004588 | -0.003957 | -0.003131 | -0.002094 | -0.001108 | -0.000283 | 0.00039 | 0.000842 | 0.001184 | 0.001414 | 0.001652 | 0.001765 | 0.001976 | 0.002082 | 0.002022 | 0.00195 | 0.001805 | 0.001444 | 0.000709 | 0 | -0.00059 | -0.00122 | -0.001741 | -0.002151 | -0.0026 | -0.00322 | -0.003966 | -0.004448 | -0.004558
-0.008988 | -0.008457 | -0.007664 | -0.007007 | -0.006279 | -0.005633 | -0.005097 | -0.004476 | -0.00371 | -0.002808 | -0.001885 | -0.001096 | -0.000432 | 3.6e-05 | 0.000422 | 0.000659 | 0.000923 | 0.001054 | 0.001253 | 0.001391 | 0.001377 | 0.001425 | 0.001349 | 0.001072 | 0.0005 | 0 | -0.000464 | -0.000948 | -0.001445 | -0.001947 | -0.002487 | -0.003124 | -0.003666 | -0.004125 | -0.004406
-0.009373 | -0.008804 | -0.008045 | -0.007395 | -0.006852 | -0.00622 | -0.005669 | -0.005094 | -0.004425 | -0.003639 | -0.002905 | -0.002204 | -0.001596 | -0.001145 | -0.000783 | -0.000501 | -0.000171 | 2.1e-05 | 0.000273 | 0.00048 | 0.000562 | 0.000737 | 0.000799 | 0.000612 | 0.000288 | 0 | -0.000297 | -0.00065 | -0.001119 | -0.001772 | -0.002377 | -0.002941 | -0.00337 | -0.003771 | -0.004256
-0.009164 | -0.008728 | -0.008094 | -0.007508 | -0.006963 | -0.006432 | -0.005959 | -0.005434 | -0.004847 | -0.004235 | -0.003663 | -0.003122 | -0.002653 | -0.002274 | -0.001927 | -0.00158 | -0.001181 | -0.000917 | -0.000559 | -0.000301 | -7.2e-05 | 0.000258 | 0.000367 | 0.000264 | 0.000145 | 0 | -0.000142 | -0.000434 | -0.000867 | -0.001635 | -0.002344 | -0.002907 | -0.003177 | -0.003539 | -0.004251
-0.009973 | -0.009526 | -0.008949 | -0.008479 | -0.007979 | -0.007455 | -0.006992 | -0.006445 | -0.005869 | -0.005488 | -0.005043 | -0.004542 | -0.004075 | -0.003676 | -0.003256 | -0.002854 | -0.002381 | -0.00203 | -0.001672 | -0.001287 | -0.000861 | -0.000392 | -0.000171 | -0.000105 | -3.4e-05 | 0 | -6.6e-05 | -0.000187 | -0.000546 | -0.001419 | -0.002097 | -0.002626 | -0.002749 | -0.003 | -0.003832
-0.00984 | -0.009305 | -0.008653 | -0.008135 | -0.007659 | -0.007127 | -0.006663 | -0.006136 | -0.005561 | -0.005126 | -0.004753 | -0.004389 | -0.00397 | -0.003624 | -0.003249 | -0.002865 | -0.002327 | -0.002001 | -0.001668 | -0.001267 | -0.00086 | -0.000415 | -0.000178 | -0.00014 | -2.8e-05 | 0 | 1.7e-05 | -0.000145 | -0.000551 | -0.00144 | -0.002233 | -0.002761 | -0.00291 | -0.003243 | -0.004203
-0.009659 | -0.009193 | -0.008617 | -0.008185 | -0.007745 | -0.007246 | -0.006837 | -0.006336 | -0.005817 | -0.005458 | -0.005129 | -0.004767 | -0.004424 | -0.004097 | -0.003716 | -0.003276 | -0.002781 | -0.002375 | -0.00192 | -0.001535 | -0.001136 | -0.000591 | -0.000339 | -0.000222 | -7.5e-05 | 0 | 6.2e-05 | -6.5e-05 | -0.000443 | -0.001265 | -0.001983 | -0.002488 | -0.002594 | -0.002878 | -0.003779
-0.009011 | -0.008581 | -0.008075 | -0.007659 | -0.00728 | -0.006817 | -0.006407 | -0.005878 | -0.00538 | -0.00502 | -0.004756 | -0.004447 | -0.004131 | -0.003827 | -0.003467 | -0.003075 | -0.002545 | -0.002173 | -0.001831 | -0.001404 | -0.000948 | -0.000469 | -0.000185 | -0.00016 | -3.9e-05 | 0 | -3.2e-05 | -0.000135 | -0.000483 | -0.00123 | -0.001799 | -0.002297 | -0.00244 | -0.002718 | -0.003486
-0.008653 | -0.008203 | -0.007659 | -0.007205 | -0.006766 | -0.00631 | -0.00588 | -0.005415 | -0.00486 | -0.004468 | -0.004138 | -0.003786 | -0.003435 | -0.00318 | -0.002822 | -0.002466 | -0.001922 | -0.001643 | -0.001273 | -0.000902 | -0.000533 | -0.000103 | 6.7e-05 | 0.000125 | 8.3e-05 | 0 | -4.9e-05 | -0.000284 | -0.000639 | -0.001165 | -0.001729 | -0.002146 | -0.002434 | -0.002739 | -0.003287
-0.007684 | -0.007284 | -0.006756 | -0.006336 | -0.005913 | -0.005485 | -0.005129 | -0.004643 | -0.004161 | -0.003751 | -0.003328 | -0.002961 | -0.002601 | -0.002303 | -0.001992 | -0.001586 | -0.001259 | -0.000934 | -0.000568 | -0.000302 | -8.9e-05 | 0.000217 | 0.000348 | 0.000354 | 0.000186 | 0 | -0.000211 | -0.000463 | -0.000792 | -0.001196 | -0.001514 | -0.001993 | -0.002345 | -0.002647 | -0.003054
-0.007071 | -0.006715 | -0.006206 | -0.005702 | -0.005271 | -0.00483 | -0.004407 | -0.003934 | -0.00338 | -0.00282 | -0.002409 | -0.001973 | -0.001589 | -0.001298 | -0.001001 | -0.00076 | -0.000365 | -0.000157 | 3.8e-05 | 0.000298 | 0.000509 | 0.000666 | 0.000769 | 0.000659 | 0.000304 | 0 | -0.000291 | -0.00064 | -0.000934 | -0.001155 | -0.00141 | -0.001837 | -0.002295 | -0.00262 | -0.002721
-0.006462 | -0.006051 | -0.005467 | -0.004964 | -0.004421 | -0.003978 | -0.00362 | -0.003222 | -0.002643 | -0.002095 | -0.001512 | -0.001028 | -0.000597 | -0.000295 | -3.5e-05 | 0.000193 | 0.000515 | 0.000614 | 0.000875 | 0.00103 | 0.000996 | 0.001069 | 0.001033 | 0.000947 | 0.000468 | 0 | -0.000298 | -0.000772 | -0.001087 | -0.001117 | -0.001309 | -0.001697 | -0.002291 | -0.002618 | -0.002575
-0.00548 | -0.005164 | -0.004643 | -0.004151 | -0.003716 | -0.003295 | -0.003029 | -0.002535 | -0.002037 | -0.001394 | -0.00076 | -0.000217 | 0.000244 | 0.000494 | 0.000758 | 0.000985 | 0.00112 | 0.00118 | 0.001367 | 0.001477 | 0.001368 | 0.001344 | 0.001288 | 0.001078 | 0.00051 | 0 | -0.000439 | -0.000867 | -0.001137 | -0.001167 | -0.001172 | -0.001544 | -0.002175 | -0.002512 | -0.002367
-0.005101 | -0.004787 | -0.004273 | -0.003722 | -0.00324 | -0.002782 | -0.002423 | -0.002055 | -0.001458 | -0.000774 | -0.000159 | 0.000415 | 0.000823 | 0.001081 | 0.001263 | 0.00132 | 0.001601 | 0.001577 | 0.001642 | 0.001716 | 0.001632 | 0.001533 | 0.001435 | 0.001206 | 0.00056 | 0 | -0.000408 | -0.000859 | -0.00108 | -0.001011 | -0.001106 | -0.001446 | -0.002076 | -0.002436 | -0.002108
-0.004824 | -0.004469 | -0.003919 | -0.003431 | -0.00293 | -0.002542 | -0.002262 | -0.001911 | -0.001394 | -0.000747 | -2.2e-05 | 0.000563 | 0.00104 | 0.001335 | 0.001544 | 0.001645 | 0.001744 | 0.001747 | 0.001956 | 0.001894 | 0.001652 | 0.001547 | 0.00139 | 0.001246 | 0.000585 | 0 | -0.000338 | -0.000832 | -0.001034 | -0.000952 | -0.001083 | -0.001384 | -0.002002 | -0.002384 | -0.0022
-0.004052 | -0.003834 | -0.003428 | -0.002986 | -0.002601 | -0.002236 | -0.002064 | -0.001624 | -0.001204 | -0.000579 | 0 | 0.000548 | 0.000943 | 0.001234 | 0.001374 | 0.001491 | 0.001497 | 0.001486 | 0.001554 | 0.001568 | 0.001383 | 0.00129 | 0.001221 | 0.001011 | 0.000447 | 0 | -0.000429 | -0.000802 | -0.000916 | -0.001063 | -0.000998 | -0.001367 | -0.001892 | -0.002226 | -0.002072
-0.0043 | -0.003994 | -0.003547 | -0.003059 | -0.002666 | -0.002304 | -0.001987 | -0.001752 | -0.001234 | -0.000639 | -0.000123 | 0.000343 | 0.000733 | 0.000923 | 0.001045 | 0.00105 | 0.001299 | 0.001288 | 0.001297 | 0.001377 | 0.001207 | 0.001119 | 0.001064 | 0.00085 | 0.000371 | 0 | -0.000252 | -0.000567 | -0.000789 | -0.000815 | -0.001113 | -0.001422 | -0.001911 | -0.002232 | -0.002125
-0.004427 | -0.004133 | -0.003687 | -0.003393 | -0.003031 | -0.002761 | -0.00261 | -0.002276 | -0.001902 | -0.001446 | -0.000889 | -0.000445 | -3.9e-05 | 0.000173 | 0.000356 | 0.000545 | 0.000542 | 0.000528 | 0.000802 | 0.000757 | 0.000611 | 0.000653 | 0.000623 | 0.000586 | 0.000276 | 0 | -0.000174 | -0.000399 | -0.000535 | -0.000816 | -0.001034 | -0.001385 | -0.001727 | -0.001944 | -0.002249
-0.004376 | -0.004168 | -0.0039 | -0.003561 | -0.003321 | -0.003023 | -0.002824 | -0.002492 | -0.002098 | -0.00167 | -0.001424 | -0.001052 | -0.000798 | -0.000651 | -0.000517 | -0.00042 | -0.000194 | -0.000127 | -9.4e-05 | 5.7e-05 | 0.000163 | 0.000236 | 0.000363 | 0.000251 | 8.1e-05 | 0 | -0.000156 | -0.000247 | -0.000395 | -0.000858 | -0.00106 | -0.001398 | -0.001612 | -0.001912 | -0.002135
-0.005104 | -0.004753 | -0.004365 | -0.004043 | -0.003759 | -0.003463 | -0.003219 | -0.003016 | -0.002617 | -0.002316 | -0.002024 | -0.001756 | -0.001506 | -0.001374 | -0.001189 | -0.001078 | -0.000722 | -0.000643 | -0.000421 | -0.000301 | -0.000308 | -6.8e-05 | 2.5e-05 | 8.5e-05 | 2.9e-05 | 0 | 0.000142 | 1.7e-05 | -0.000172 | -0.000575 | -0.001149 | -0.001469 | -0.001647 | -0.001849 | -0.002334
-0.005312 | -0.005006 | -0.004696 | -0.004543 | -0.004335 | -0.004125 | -0.004066 | -0.003721 | -0.003425 | -0.003238 | -0.002959 | -0.00277 | -0.002504 | -0.002335 | -0.002137 | -0.001835 | -0.001741 | -0.001545 | -0.001243 | -0.001106 | -0.000948 | -0.000657 | -0.000406 | -0.000278 | -0.000175 | 0 | 1.3e-05 | 7.2e-05 | -4.8e-05 | -0.000764 | -0.001137 | -0.001518 | -0.001497 | -0.001752 | -0.002545
-0.005132 | -0.004857 | -0.004595 | -0.004327 | -0.004216 | -0.003974 | -0.003739 | -0.003473 | -0.003158 | -0.002922 | -0.00299 | -0.002867 | -0.002741 | -0.002706 | -0.002595 | -0.002423 | -0.001945 | -0.001738 | -0.001695 | -0.001326 | -0.001017 | -0.000653 | -0.00041 | -0.000378 | -0.000196 | 0 | 0.000166 | 0.000167 | 3.8e-05 | -0.000702 | -0.001272 | -0.001611 | -0.001669 | -0.001859 | -0.002505
-0.005597 | -0.005209 | -0.004888 | -0.004718 | -0.004483 | -0.004301 | -0.004125 | -0.003912 | -0.003592 | -0.003555 | -0.00342 | -0.003341 | -0.003206 | -0.00308 | -0.002814 | -0.002648 | -0.002255 | -0.002036 | -0.001673 | -0.001415 | -0.001282 | -0.000823 | -0.000629 | -0.00044 | -0.000208 | 0 | 0.000164 | 0.000234 | -2e-06 | -0.000736 | -0.001447 | -0.001864 | -0.001873 | -0.00207 | -0.003037
-0.005154 | -0.004929 | -0.004733 | -0.004672 | -0.004613 | -0.004379 | -0.004316 | -0.003906 | -0.003655 | -0.003575 | -0.003558 | -0.003483 | -0.003355 | -0.003241 | -0.003072 | -0.002674 | -0.002464 | -0.002215 | -0.001902 | -0.001657 | -0.001281 | -0.000802 | -0.000525 | -0.000469 | -0.000181 | 0 | 0.000175 | 0.000141 | 1e-05 | -0.000929 | -0.001384 | -0.001819 | -0.001811 | -0.002089 | -0.003063
-0.004568 | -0.004228 | -0.003985 | -0.00373 | -0.0036 | -0.003449 | -0.003197 | -0.002965 | -0.00264 | -0.00255 | -0.002756 | -0.002754 | -0.002723 | -0.002756 | -0.002574 | -0.002454 | -0.001862 | -0.001587 | -0.001504 | -0.001143 | -0.000871 | -0.000414 | -0.000225 | -0.000229 | -8.4e-05 | 0 | 0.000102 | 7.3e-05 | -0.00025 | -0.001043 | -0.001848 | -0.002295 | -0.002385 | -0.002628 | -0.003397
-0.004336 | -0.004004 | -0.003773 | -0.003665 | -0.003504 | -0.00333 | -0.003243 | -0.002945 | -0.002613 | -0.00262 | -0.002445 | -0.002449 | -0.002355 | -0.002223 | -0.001959 | -0.001695 | -0.001455 | -0.00123 | -0.000855 | -0.000699 | -0.000575 | -0.000236 | -9.9e-05 | -2e-05 | -1.1e-05 | 0 | -2.9e-05 | -0.000188 | -0.00048 | -0.001356 | -0.002027 | -0.002619 | -0.002824 | -0.003151 | -0.004058
-0.003419 | -0.003223 | -0.00304 | -0.002913 | -0.002859 | -0.002652 | -0.002552 | -0.00217 | -0.001837 | -0.001697 | -0.001763 | -0.00173 | -0.001615 | -0.001603 | -0.001452 | -0.001227 | -0.000852 | -0.000698 | -0.000591 | -0.000338 | -4.8e-05 | 0.000248 | 0.000341 | 0.000197 | 0.000105 | 0 | -0.000156 | -0.000451 | -0.000732 | -0.001664 | -0.002147 | -0.00267 | -0.002942 | -0.003324 | -0.00413
-0.0031 | -0.002729 | -0.002389 | -0.002069 | -0.001869 | -0.001677 | -0.001402 | -0.001199 | -0.000795 | -0.000703 | -0.000674 | -0.00061 | -0.000519 | -0.000538 | -0.000413 | -0.000328 | 0.000165 | 0.000333 | 0.000399 | 0.000561 | 0.000578 | 0.000743 | 0.000738 | 0.000542 | 0.000259 | 0 | -8.8e-05 | -0.000577 | -0.001078 | -0.001679 | -0.002541 | -0.003184 | -0.003578 | -0.004016 | -0.004504
-0.002566 | -0.0023 | -0.002043 | -0.001937 | -0.001782 | -0.001558 | -0.001541 | -0.00112 | -0.000769 | -0.000534 | -0.000279 | -0.000176 | 0 | 0.00012 | 0.000377 | 0.000635 | 0.000648 | 0.000732 | 0.001005 | 0.001057 | 0.000951 | 0.001106 | 0.00108 | 0.000804 | 0.000473 | 0 | -0.000318 | -0.000752 | -0.001032 | -0.001905 | -0.002329 | -0.003003 | -0.00347 | -0.00395 | -0.004637
-0.001678 | -0.001471 | -0.001171 | -0.000947 | -0.000805 | -0.000556 | -0.000424 | -4.1e-05 | 0.000386 | 0.000659 | 0.000655 | 0.00076 | 0.000968 | 0.000939 | 0.000945 | 0.001087 | 0.001417 | 0.001452 | 0.001357 | 0.001502 | 0.001458 | 0.001568 | 0.001353 | 0.000984 | 0.000452 | 0 | -0.000402 | -0.000948 | -0.001408 | -0.00197 | -0.002364 | -0.002963 | -0.003584 | -0.004053 | -0.004291