## Moorings
Mooring OOIBARCODE | Ref Des | Serial Number | Deployment Number | Anchor Launch Date | Anchor Launch Time | Recover Date | Latitude | Longitude | Water Depth | Cruise Number | Notes
N00229 | CP01CNSP | CP01CNSP-00004 | 4 | 2015-07-23 | 1:30 |  | 40°8.05'N | 70°46.2'W | 134 | Scarlett Isabella | Ship: Scarlett Isabella (no cruise number) | 40.1342 | -70.77

## Asset_Cal_Info
Ref Des | Mooring OOIBARCODE | Mooring Serial Number | Deployment Number | Sensor OOIBARCODE | Sensor Serial Number | Calibration Cofficient Name | Calibration Cofficient Value | Notes
CP01CNSP-SP001-06-DOSTAJ000 | N00229 | CP01CNSP-00004 | 4 | N00556 | 351 | CC_lat | 40.1341 | Latitude
CP01CNSP-SP001-06-DOSTAJ000 | N00229 | CP01CNSP-00004 | 4 | N00556 | 351 | CC_lon | -70.7701 | Longitude
CP01CNSP-SP001-06-DOSTAJ000 | N00229 | CP01CNSP-00004 | 4 | N00556 | 351 | CC_csv | [2.81984E-03, 1.20300E-04, 2.37169E-06, 2.30373E02, -3.53858E-01, -5.65682E01, 4.56096E00] | Requires TEMPWAT, PRESWAT and PRACSAL from CP01CNSP-SP001-09-CTDPFJ000
CP01CNSP-SP001-02-OPTAAJ000 | N00229 | CP01CNSP-00004 | 4 | N00557 | ACS-181 | CC_awlngth | [400.00000000, 403.00000000, 406.60000000, 410.00000000, 412.80000000, 416.40000000, 420.30000000, 424.20000000, 428.50000000, 432.00000000, 435.90000000, 439.60000000, 444.00000000, 448.60000000, 452.90000000, 457.30000000, 461.10000000, 465.40000000, 470.10000000, 474.80000000, 479.60000000, 484.10000000, 488.30000000, 492.80000000, 497.20000000, 501.90000000, 506.40000000, 511.30000000, 516.30000000, 521.30000000, 525.40000000, 530.10000000, 534.60000000, 538.70000000, 543.30000000, 547.80000000, 552.60000000, 557.50000000, 561.80000000, 566.60000000, 570.70000000, 574.90000000, 579.00000000, 583.00000000, 585.10000000, 589.50000000, 593.90000000, 598.40000000, 603.10000000, 607.80000000, 612.50000000, 616.90000000, 621.50000000, 626.00000000, 630.40000000, 634.70000000, 638.80000000, 643.10000000, 648.10000000, 652.60000000, 657.00000000, 661.60000000, 666.20000000, 670.80000000, 675.00000000, 679.30000000, 683.20000000, 687.40000000, 691.80000000, 695.50000000, 699.20000000, 702.90000000, 706.80000000, 711.00000000, 714.50000000, 718.50000000, 721.90000000, 725.60000000, 729.10000000] | All coefficients from external file acs137_calData.txt for calibration data
CP01CNSP-SP001-02-OPTAAJ000 | N00229 | CP01CNSP-00004 | 4 | N00557 | ACS-181 | CC_acwo | [ -0.43106500, -0.33360300, -0.23081500, -0.16549500, -0.12492500, -0.09606800, -0.07516500, -0.05778300, -0.04068200, -0.02328600, -0.00267500, 0.01779600, 0.03937600, 0.06218300, 0.08655300, 0.11176700, 0.13833700, 0.16526700, 0.19298600, 0.22103700, 0.24945100, 0.27846600, 0.30731600, 0.33534200, 0.36296900, 0.38991100, 0.41558700, 0.44103200, 0.46784500, 0.49550400, 0.52315000, 0.55105100, 0.57839300, 0.60510900, 0.63068900, 0.65590900, 0.68140800, 0.70653500, 0.73104000, 0.75401600, 0.77424400, 0.79082000, 0.80330200, 0.81092400, 0.81164600, 0.81052000, 0.80378900, 0.79552000, 0.79302300, 0.80050600, 0.81517600, 0.83197500, 0.84894500, 0.86563300, 0.88197500, 0.89747000, 0.91159600, 0.92304500, 0.93066000, 0.93422100, 0.93561700, 0.94023200, 0.94777200, 0.95668400, 0.96496900, 0.96885100, 0.96696700, 0.95711000, 0.93829100, 0.90824900, 0.86435500, 0.80370300, 0.72293800, 0.62035300, 0.49093900, 0.33253900, 0.14738100, -0.06871600, -0.30422000]
CP01CNSP-SP001-02-OPTAAJ000 | N00229 | CP01CNSP-00004 | 4 | N00557 | ACS-181 | CC_tcal | 22
CP01CNSP-SP001-02-OPTAAJ000 | N00229 | CP01CNSP-00004 | 4 | N00557 | ACS-181 | CC_tbins | [ 1.61041000, 2.43127200, 3.45722900, 4.49493000, 5.50067800, 6.49566000, 7.48093000, 8.48175000, 9.55750000, 10.48833300, 11.50441900, 12.47513500, 13.47257100, 14.48233300, 15.47769200, 16.48200000, 17.50043500, 18.48695700, 19.50208300, 20.51480000, 21.49080000, 22.47833300, 23.49250000, 24.50625000, 25.51192300, 26.54000000, 27.47795500, 28.48463400, 29.49054100, 30.48735300, 31.49451600, 32.49551700, 33.49750000, 34.49714300, 35.49758600, 36.50540500, 37.56704200]
CP01CNSP-SP001-02-OPTAAJ000 | N00229 | CP01CNSP-00004 | 4 | N00557 | ACS-181 | CC_taarray | SheetRef:acs181_calData_CC_taarray
CP01CNSP-SP001-02-OPTAAJ000 | N00229 | CP01CNSP-00004 | 4 | N00557 | ACS-181 | CC_cwlngth | [399.80000000, 403.20000000, 406.80000000, 410.00000000, 413.40000000, 416.70000000, 420.60000000, 424.90000000, 428.60000000, 432.50000000, 436.30000000, 440.20000000, 444.60000000, 449.00000000, 453.20000000, 457.80000000, 461.80000000, 466.10000000, 470.50000000, 475.40000000, 480.10000000, 484.80000000, 489.00000000, 493.40000000, 498.10000000, 502.40000000, 507.30000000, 512.00000000, 516.80000000, 521.60000000, 526.30000000, 530.80000000, 535.10000000, 539.60000000, 544.40000000, 548.80000000, 553.60000000, 558.20000000, 562.50000000, 567.60000000, 571.50000000, 575.60000000, 579.80000000, 583.90000000, 587.80000000, 592.00000000, 596.70000000, 600.90000000, 606.00000000, 610.70000000, 615.40000000, 619.90000000, 624.20000000, 628.40000000, 632.70000000, 637.20000000, 641.50000000, 646.10000000, 650.70000000, 654.90000000, 659.80000000, 664.20000000, 668.50000000, 673.10000000, 677.30000000, 681.90000000, 685.60000000, 690.00000000, 693.70000000, 697.80000000, 701.50000000, 705.70000000, 709.20000000, 712.90000000, 716.60000000, 720.50000000, 724.00000000, 727.60000000, 731.50000000]
CP01CNSP-SP001-02-OPTAAJ000 | N00229 | CP01CNSP-00004 | 4 | N00557 | ACS-181 | CC_ccwo | [ -2.00397900, -1.72826500, -1.67442000, -1.57388400, -1.48185600, -1.39855800, -1.31431700, -1.23385200, -1.16313100, -1.09529800, -1.02478400, -0.96231100, -0.89572100, -0.83643600, -0.78118200, -0.73077600, -0.68028700, -0.63236100, -0.58145900, -0.53832900, -0.49188700, -0.45267800, -0.41230400, -0.37123200, -0.33589000, -0.30175800, -0.26976800, -0.23929000, -0.21034500, -0.18150600, -0.15306500, -0.12821800, -0.10329100, -0.07777400, -0.05304600, -0.02993400, -0.00760300, 0.01656100, 0.03562200, 0.05664300, 0.07186400, 0.08246300, 0.09050100, 0.09418700, 0.09033900, 0.08345900, 0.06852100, 0.05418600, 0.05262100, 0.05952900, 0.07091100, 0.08207100, 0.09499800, 0.10615600, 0.11570300, 0.12535700, 0.13281700, 0.13673000, 0.13873000, 0.13354100, 0.13836000, 0.11932100, 0.13452000, 0.13980300, 0.14174600, 0.13925400, 0.12935900, 0.10959500, 0.08117600, 0.04048200, -0.01320100, -0.08732300, -0.18056900, -0.29723100, -0.44599400, -0.61936500, -0.82068400, -1.05117800, -1.29218100]
CP01CNSP-SP001-02-OPTAAJ000 | N00229 | CP01CNSP-00004 | 4 | N00557 | ACS-181 | CC_tcarray | SheetRef:acs181_calData_CC_tcarray
CP01CNSP-SP001-05-VELPTJ000 | N00229 | CP01CNSP-00004 | 4 | N00558 | AQD 11915 | CC_lat | 40.1341 | Latitude
CP01CNSP-SP001-05-VELPTJ000 | N00229 | CP01CNSP-00004 | 4 | N00558 | AQD 11915 | CC_lon | -70.7701 | Longitude
CP01CNSP-SP001-03-NUTNRJ000 | N00229 | CP01CNSP-00004 | 4 | N00559 | 428 | CC_lower_wavelength_limit_for_spectra_fit | 217 | Constant. wllower = Lower wavelength limit for spectra fit. From DPS: 217 nm (1-cm pathlength probe tip) or 220 nm (4-cm pathlength probe tip)
CP01CNSP-SP001-03-NUTNRJ000 | N00229 | CP01CNSP-00004 | 4 | N00559 | 428 | CC_upper_wavelength_limit_for_spectra_fit | 240 | Constant. wlupper = Upper wavelength limit for spectra fit. From DPS: 240 nm (1-cm pathlength probe tip) or 245 nm (4-cm pathlength probe tip)
CP01CNSP-SP001-03-NUTNRJ000 | N00229 | CP01CNSP-00004 | 4 | N00559 | 428 | CC_cal_temp | 20 | cal_temp = Calibration water temperature value
CP01CNSP-SP001-03-NUTNRJ000 | N00229 | CP01CNSP-00004 | 4 | N00559 | 428 | CC_wl | [190.16, 190.94, 191.72, 192.51, 193.29, 194.08, 194.86, 195.65, 196.43, 197.22, 198.01, 198.79, 199.58, 200.37, 201.16, 201.94, 202.73, 203.52, 204.31, 205.1, 205.89, 206.68, 207.47, 208.26, 209.05, 209.84, 210.63, 211.42, 212.21, 213, 213.79, 214.58, 215.38, 216.17, 216.96, 217.75, 218.55, 219.34, 220.13, 220.93, 221.72, 222.52, 223.31, 224.11, 224.9, 225.69, 226.49, 227.29, 228.08, 228.88, 229.67, 230.47, 231.27, 232.06, 232.86, 233.66, 234.45, 235.25, 236.05, 236.85, 237.65, 238.44, 239.24, 240.04, 240.84, 241.64, 242.44, 243.24, 244.04, 244.84, 245.64, 246.44, 247.24, 248.04, 248.84, 249.64, 250.44, 251.24, 252.04, 252.84, 253.64, 254.44, 255.25, 256.05, 256.85, 257.65, 258.45, 259.26, 260.06, 260.86, 261.67, 262.47, 263.27, 264.07, 264.88, 265.68, 266.49, 267.29, 268.09, 268.9, 269.7, 270.5, 271.31, 272.11, 272.92, 273.72, 274.53, 275.33, 276.14, 276.94, 277.75, 278.55, 279.36, 280.16, 280.97, 281.77, 282.58, 283.39, 284.19, 285, 285.8, 286.61, 287.42, 288.22, 289.03, 289.83, 290.64, 291.45, 292.25, 293.06, 293.87, 294.67, 295.48, 296.29, 297.09, 297.9, 298.71, 299.52, 300.32, 301.13, 301.94, 302.74, 303.55, 304.36, 305.17, 305.97, 306.78, 307.59, 308.39, 309.2, 310.01, 310.82, 311.62, 312.43, 313.24, 314.05, 314.85, 315.66, 316.47, 317.28, 318.09, 318.89, 319.7, 320.51, 321.32, 322.12, 322.93, 323.74, 324.55, 325.35, 326.16, 326.97, 327.78, 328.58, 329.39, 330.2, 331.01, 331.81, 332.62, 333.43, 334.24, 335.04, 335.85, 336.66, 337.46, 338.27, 339.08, 339.89, 340.69, 341.5, 342.31, 343.11, 343.92, 344.73, 345.53, 346.34, 347.15, 347.95, 348.76, 349.57, 350.37, 351.18, 351.98, 352.79, 353.6, 354.4, 355.21, 356.01, 356.82, 357.63, 358.43, 359.24, 360.04, 360.85, 361.65, 362.46, 363.26, 364.07, 364.87, 365.68, 366.48, 367.29, 368.09, 368.89, 369.7, 370.5, 371.31, 372.11, 372.91, 373.72, 374.52, 375.32, 376.13, 376.93, 377.73, 378.54, 379.34, 380.14, 380.94, 381.75, 382.55, 383.35, 384.15, 384.95, 385.75, 386.56, 387.36, 388.16, 388.96, 389.76, 390.56, 391.36, 392.16, 392.96, 393.76, 394.56] | wl = (1 x 256) array of wavelength bins
CP01CNSP-SP001-03-NUTNRJ000 | N00229 | CP01CNSP-00004 | 4 | N00559 | 428 | CC_eno3 | [-0.00939807, 0.00359665, 0.0122295, -0.01123146, 0.00078509, 0.00060975, 0.00505653, 0.00748131, 0.01235773, 0.00907707, 0.01243264, 0.00589765, 0.00347013, 0.00049742, -0.0057915, -0.02214344, -0.00353071, -0.00489863, -0.00266727, -0.00027563, 0.00177893, 0.00613347, 0.00722819, 0.00677884, 0.00762793, 0.00721789, 0.00715279, 0.00681381, 0.00647538, 0.00614577, 0.00580726, 0.00547655, 0.00516676, 0.00484764, 0.00452637, 0.0042008, 0.00388483, 0.00357904, 0.00328703, 0.00299018, 0.00270149, 0.00242293, 0.00217791, 0.00192987, 0.00170507, 0.0014978, 0.00129919, 0.00112894, 0.00096673, 0.00083009, 0.00070727, 0.00059234, 0.00049592, 0.00041794, 0.00033708, 0.00028482, 0.00022498, 0.00018243, 0.00014539, 0.00011503, 0.00008511, 0.00006856, 0.00004853, 0.00003651, 0.00002164, 0.00001185, 0.00000504, -0.00000522, -0.0000055, -0.00001138, -0.00001369, -0.00001744, -0.00001435, -0.00001689, -0.00001089, -0.00000877, -0.00000474, -0.00000274, -0.00000623, -0.00001026, -0.0000021, -0.00000209, 0.00000577, 0.00000576, 0.00001528, 0.00000943, 0.00001286, 0.00000816, 0.00001448, 0.0000104, 0.00000692, 0.0000128, 0.00001465, 0.00002276, 0.00003813, 0.00003527, 0.00005067, 0.0000426, 0.00005172, 0.00004534, 0.00004921, 0.00004365, 0.00004468, 0.00003997, 0.00005279, 0.00004262, 0.00005154, 0.00004627, 0.00004504, 0.00005685, 0.00006352, 0.00006637, 0.00007773, 0.00007319, 0.0000818, 0.00007817, 0.0000888, 0.0000887, 0.0000891, 0.00009418, 0.0000985, 0.00010058, 0.0001045, 0.00010121, 0.00010831, 0.00009893, 0.00011461, 0.00010635, 0.00010516, 0.00010432, 0.00011464, 0.00011275, 0.0001344, 0.00013476, 0.00012586, 0.00013405, 0.00013682, 0.00014135, 0.00013652, 0.00014101, 0.00013859, 0.00014432, 0.00015142, 0.0001463, 0.0001566, 0.00016114, 0.00016563, 0.00016461, 0.00016663, 0.00017131, 0.00016619, 0.00016645, 0.00016985, 0.00017269, 0.00017992, 0.00017749, 0.00018164, 0.00018767, 0.00018382, 0.00018114, 0.00018742, 0.00018955, 0.00018005, 0.0001818, 0.0001982, 0.00019899, 0.00020047, 0.00020555, 0.00021086, 0.00021153, 0.00021282, 0.00021898, 0.00022478, 0.00021152, 0.00022332, 0.00023415, 0.00022727, 0.00022632, 0.00023504, 0.00022248, 0.00022938, 0.00023777, 0.00025908, 0.00024632, 0.00025143, 0.00024862, 0.00026411, 0.00025398, 0.00026299, 0.00026251, 0.00026794, 0.00026139, 0.00025865, 0.00025677, 0.00025726, 0.00026321, 0.0002652, 0.00027032, 0.00027478, 0.00028142, 0.00028664, 0.00029036, 0.00028349, 0.00029921, 0.00029078, 0.00028687, 0.00028806, 0.0002922, 0.00027734, 0.0002942, 0.00030344, 0.0003073, 0.00030401, 0.00029656, 0.00032148, 0.00031055, 0.00030397, 0.00031889, 0.00031806, 0.00034657, 0.00033982, 0.00032371, 0.00032221, 0.000328, 0.00032606, 0.00031094, 0.00031035, 0.0003038, 0.00032066, 0.00034941, 0.00037149, 0.00035211, 0.0003589, 0.00035417, 0.00034452, 0.00034107, 0.00034326, 0.00034286, 0.00034959, 0.00035138, 0.00036107, 0.00034224, 0.00036314, 0.00039429, 0.00040831, 0.00038786, 0.00039229, 0.00040111, 0.00038868, 0.0004075, 0.00041748, 0.0003907, 0.00040461, 0.00038665, 0.00038235, 0.00037692] | eno3 = (1 x 256) array of wavelength-dependent nitrate extinction coefficients
CP01CNSP-SP001-03-NUTNRJ000 | N00229 | CP01CNSP-00004 | 4 | N00559 | 428 | CC_eswa | [0.00442385, 0.01727629, -0.00184768, 0.01352477, 0.00593408, 0.0025971, 0.00244617, 0.0040528, -0.00261231, -0.0007872, 0.01472304, 0.02985999, 0.04574441, 0.06073314, 0.07946236, 0.10237839, 0.08209665, 0.08114905, 0.08403367, 0.08062692, 0.07701167, 0.06921035, 0.06257945, 0.05456621, 0.04648964, 0.03939877, 0.03304644, 0.02746068, 0.02266207, 0.01860281, 0.01519593, 0.01234603, 0.00997646, 0.00803353, 0.0064314, 0.00514269, 0.00408513, 0.00323722, 0.00255791, 0.00201191, 0.00157955, 0.00124118, 0.00097076, 0.00076441, 0.00060679, 0.00047905, 0.00038606, 0.00030674, 0.00024983, 0.00020528, 0.00016909, 0.0001445, 0.00013124, 0.00010068, 0.0000953, 0.00007897, 0.00007263, 0.00006919, 0.00005925, 0.00005001, 0.0000415, 0.00003356, 0.00002665, 0.00001868, 0.00001117, 0.00000776, 0.00000404, -0.00000012, 0.00000323, -0.00000478, -0.00000612, -0.00000663, -0.00000361, -0.00001117, -0.0000083, -0.00000739, -0.0000068, -0.00001438, -0.00000855, 0.00000054, -0.00000493, -0.00000111, -0.00000676, 0.00000024, 0.00000561, 0.00000923, 0.00001412, 0.00001603, 0.00001573, 0.00001701, 0.00001744, 0.00002126, 0.00003091, 0.00001727, 0.00001103, 0.00002105, 0.0000133, 0.0000224, 0.00001971, 0.00002779, 0.00003476, 0.00003647, 0.00004166, 0.00005086, 0.00004081, 0.00004912, 0.00005182, 0.00005317, 0.0000664, 0.00005108, 0.0000493, 0.00003641, 0.00004544, 0.00004039, 0.00004807, 0.00005238, 0.00004091, 0.00006076, 0.00006822, 0.00006167, 0.0000539, 0.00007132, 0.00005805, 0.00006978, 0.00005673, 0.00008282, 0.00006936, 0.00008598, 0.00008252, 0.00009278, 0.00007637, 0.00009527, 0.0000768, 0.00007031, 0.00008337, 0.00008804, 0.00008923, 0.00009756, 0.00009613, 0.00010629, 0.00011041, 0.00010638, 0.00009904, 0.00011908, 0.00010968, 0.00010694, 0.00010922, 0.0001156, 0.00012753, 0.00012255, 0.00013143, 0.00013811, 0.00014306, 0.00014567, 0.00014407, 0.00014935, 0.00015218, 0.00015244, 0.00016422, 0.00017063, 0.00017126, 0.00016488, 0.00018868, 0.00018445, 0.00018604, 0.00019239, 0.00019788, 0.00019688, 0.00020528, 0.00019089, 0.00020209, 0.00021881, 0.0002093, 0.00022398, 0.00021817, 0.00021832, 0.00023439, 0.00024234, 0.00024102, 0.00025131, 0.0002444, 0.00023894, 0.00024352, 0.0002656, 0.00024592, 0.00026361, 0.00026185, 0.00026903, 0.00027515, 0.00029367, 0.00029717, 0.00029504, 0.00031998, 0.0003283, 0.0003244, 0.00032111, 0.00032099, 0.00032687, 0.00030983, 0.00031854, 0.00032322, 0.00034157, 0.00032549, 0.00033754, 0.00034171, 0.00033854, 0.00035665, 0.00036397, 0.00037448, 0.00036863, 0.00036387, 0.00036303, 0.00038406, 0.00039642, 0.00038702, 0.00039617, 0.00040985, 0.0004027, 0.00040236, 0.00038637, 0.00038674, 0.00040342, 0.00040243, 0.00041957, 0.00042758, 0.00044052, 0.00045377, 0.00045495, 0.00045169, 0.00042918, 0.00044038, 0.00046133, 0.00046277, 0.00048058, 0.0004814, 0.0004752, 0.00050328, 0.00046994, 0.00048169, 0.00048145, 0.00050445, 0.00049806, 0.00049634, 0.0004956, 0.0004959, 0.00049266, 0.00052592, 0.00052351, 0.0005216, 0.00053097, 0.00050676, 0.00052978, 0.00053899, 0.00055037, 0.00056579, 0.00060951] | eswa = (1 x 256) array of seawater extinction coefficients
CP01CNSP-SP001-03-NUTNRJ000 | N00229 | CP01CNSP-00004 | 4 | N00559 | 428 | CC_di | [16, 27, 28, 29, 44, 43, 50, 48, 40, 43, 130, 380, 968, 2186, 4312, 7363, 11054, 14692, 17674, 19760, 21092, 21945, 22584, 23215, 23984, 24955, 26204, 27723, 29521, 31632, 33920, 36384, 38826, 41148, 43200, 44793, 45763, 46087, 45708, 44648, 43123, 41266, 39310, 37415, 35703, 34260, 33169, 32380, 31954, 31855, 32046, 32567, 33391, 34437, 35756, 37317, 39038, 40855, 42820, 44732, 46572, 48223, 49604, 50624, 51182, 51193, 50687, 49651, 48155, 46259, 44167, 41883, 39615, 37361, 35266, 33358, 31607, 30040, 28685, 27531, 26515, 25712, 25005, 24518, 24149, 23899, 23796, 23820, 23945, 24192, 24532, 24972, 25515, 26099, 26734, 27406, 28055, 28637, 29172, 29566, 29790, 29815, 29624, 29213, 28607, 27843, 26960, 25985, 24988, 23961, 23002, 22079, 21235, 20471, 19800, 19212, 18708, 18288, 17971, 17707, 17529, 17423, 17392, 17461, 17568, 17773, 18023, 18377, 18760, 19198, 19696, 20267, 20841, 21475, 22144, 22850, 23556, 24279, 24976, 25695, 26352, 26953, 27521, 28026, 28423, 28756, 28951, 29063, 29068, 28896, 28635, 28283, 27826, 27289, 26699, 26034, 25352, 24652, 23950, 23269, 22596, 21940, 21357, 20807, 20302, 19855, 19448, 19072, 18741, 18380, 18062, 17748, 17425, 17128, 16862, 16615, 16395, 16191, 16009, 15835, 15688, 15546, 15425, 15301, 15160, 15057, 14955, 14851, 14762, 14705, 14620, 14540, 14506, 14478, 14461, 14468, 14447, 14457, 14456, 14466, 14498, 14542, 14544, 14576, 14579, 14579, 14568, 14540, 14487, 14414, 14320, 14209, 14088, 13932, 13747, 13556, 13341, 13113, 12888, 12645, 12409, 12178, 11893, 11614, 11294, 10984, 10687, 10435, 10200, 9975, 9785, 9610, 9449, 9321, 9189, 9100, 9001, 8848, 8690, 8524, 8380, 8264, 8148, 8052, 7976, 7905, 7866, 7827, 7769, 7738, 7600, 7293, 6878, 6370, 5749, 4916] | di = (1 x 256) array of deionized water reference spectrum
CP01CNSP-SP001-07-SPKIRJ000 | N00229 | CP01CNSP-00004 | 4 | N00560 | 265 | CC_immersion_factor | [1.368, 1.41, 1.365, 1.354, 1.372, 1.322, 1.347]
CP01CNSP-SP001-07-SPKIRJ000 | N00229 | CP01CNSP-00004 | 4 | N00560 | 265 | CC_offset | [2147668123.3, 2148048850.6, 2147768921.8, 2147313253, 2147563733.5, 2147190968.5, 2147533351.3]
CP01CNSP-SP001-07-SPKIRJ000 | N00229 | CP01CNSP-00004 | 4 | N00560 | 265 | CC_scale | [0.000000222761871938, 0.000000204877337686, 0.000000207931376793, 0.00000020553692029, 0.000000194095233008, 0.000000198718901006, 0.000000215692422887]
CP01CNSP-SP001-09-FLORTJ000 | N00229 | CP01CNSP-00004 | 4 | N00561 | 1205 | CC_dark_counts_volume_scatter | 49 | Measured signal output of fluormeter in clean water with black tape over the detector [counts]
CP01CNSP-SP001-09-FLORTJ000 | N00229 | CP01CNSP-00004 | 4 | N00561 | 1205 | CC_scale_factor_volume_scatter | 3.063e-06 | Multiplier [m^-1 sr^-1 counts^-1]
CP01CNSP-SP001-09-FLORTJ000 | N00229 | CP01CNSP-00004 | 4 | N00561 | 1205 | CC_dark_counts_chlorophyll_a | 46 | Measured signal output of fluormeter in clean water with black tape over the detector [counts]
CP01CNSP-SP001-09-FLORTJ000 | N00229 | CP01CNSP-00004 | 4 | N00561 | 1205 | CC_scale_factor_chlorophyll_a | 0.0121 | Multiplier [ug L^-1 counts^-1]
CP01CNSP-SP001-09-FLORTJ000 | N00229 | CP01CNSP-00004 | 4 | N00561 | 1205 | CC_dark_counts_cdom | 33 | Measured signal output of fluormeter in clean water with black tape over the detector [counts]
CP01CNSP-SP001-09-FLORTJ000 | N00229 | CP01CNSP-00004 | 4 | N00561 | 1205 | CC_scale_factor_cdom | 0.0903 | Multiplier [ppb counts^-1]
CP01CNSP-SP001-09-FLORTJ000 | N00229 | CP01CNSP-00004 | 4 | N00561 | 1205 | CC_scattering_angle | 124 | Optical backscatter scattering angle [degrees].
CP01CNSP-SP001-09-FLORTJ000 | N00229 | CP01CNSP-00004 | 4 | N00561 | 1205 | CC_measurement_wavelength | 700 | Optical backscatter measurement wavelength [nm].
CP01CNSP-SP001-09-FLORTJ000 | N00229 | CP01CNSP-00004 | 4 | N00561 | 1205 | CC_angular_resolution | 1.076 | X (Chi) factor for high angular resolution.
CP01CNSP-SP001-09-FLORTJ000 | N00229 | CP01CNSP-00004 | 4 | N00561 | 1205 | CC_depolarization_ratio | 0.039 | Depolarization ratio [unitless].
CP01CNSP-SP001-08-CTDPFJ000 | N00229 | CP01CNSP-00004 | 4 | N00562 | 49-0347 | CC_lat | 40.1341 | Latitude
CP01CNSP-SP001-08-CTDPFJ000 | N00229 | CP01CNSP-00004 | 4 | N00562 | 49-0347 | CC_lon | -70.7701 | Longitude
CP01CNSP-SP001-10-PARADJ000 | N00229 | CP01CNSP-00004 | 4 | N00563 | 437 | CC_a0 | 1.3589
CP01CNSP-SP001-10-PARADJ000 | N00229 | CP01CNSP-00004 | 4 | N00563 | 437 | CC_a1 | 2903
CP01CNSP-SP001-10-PARADJ000 | N00229 | CP01CNSP-00004 | 4 | N00563 | 437 | CC_Im | 3991
CP01CNSP-SP001-00-SPPENG000 | N00229 | CP01CNSP-00004 | 4 | N00125 | WLP-005

## acs181_calData_CC_taarray
-0.13339 | -0.1283 | -0.12121 | -0.11544 | -0.10932 | -0.10273 | -0.098096 | -0.092057 | -0.088489 | -0.082069 | -0.077631 | -0.069895 | -0.064275 | -0.057925 | -0.051915 | -0.047827 | -0.041803 | -0.037365 | -0.029727 | -0.025814 | -0.021479 | -0.016879 | -0.009164 | -0.005017 | 0 | 0.004619 | 0.008874 | 0.014628 | 0.020883 | 0.02732 | 0.031619 | 0.038134 | 0.042728 | 0.046838 | 0.051693 | 0.055396 | 0.059284
-0.12272 | -0.11743 | -0.11073 | -0.10542 | -0.099817 | -0.093832 | -0.088802 | -0.08396 | -0.080602 | -0.075017 | -0.070482 | -0.063733 | -0.057808 | -0.052783 | -0.047989 | -0.043358 | -0.03801 | -0.033705 | -0.027756 | -0.023731 | -0.018977 | -0.015004 | -0.009187 | -0.005107 | 0 | 0.003408 | 0.008356 | 0.012723 | 0.018245 | 0.023652 | 0.028216 | 0.03398 | 0.038017 | 0.041364 | 0.045887 | 0.049458 | 0.052031
-0.10699 | -0.10224 | -0.096417 | -0.091636 | -0.086532 | -0.081644 | -0.077416 | -0.073021 | -0.069575 | -0.064738 | -0.06045 | -0.054571 | -0.049646 | -0.044887 | -0.040302 | -0.03698 | -0.032372 | -0.028364 | -0.023154 | -0.019774 | -0.015708 | -0.012255 | -0.006666 | -0.003334 | 0 | 0.004137 | 0.007786 | 0.012102 | 0.016644 | 0.021174 | 0.025054 | 0.030087 | 0.033525 | 0.036459 | 0.039637 | 0.0427 | 0.045156
-0.093689 | -0.088746 | -0.083397 | -0.079143 | -0.074713 | -0.070337 | -0.066791 | -0.062947 | -0.060017 | -0.055721 | -0.052323 | -0.047098 | -0.042724 | -0.038676 | -0.034782 | -0.031714 | -0.028037 | -0.024652 | -0.020039 | -0.017152 | -0.013931 | -0.010797 | -0.006407 | -0.0036 | 0 | 0.002973 | 0.006477 | 0.009697 | 0.013632 | 0.017905 | 0.020714 | 0.024865 | 0.02735 | 0.030129 | 0.032958 | 0.035169 | 0.037353
-0.082291 | -0.077827 | -0.073059 | -0.069 | -0.06529 | -0.061061 | -0.057915 | -0.054424 | -0.052349 | -0.048246 | -0.045154 | -0.040639 | -0.036659 | -0.033316 | -0.029841 | -0.027271 | -0.02376 | -0.021243 | -0.017476 | -0.014735 | -0.012293 | -0.009883 | -0.005629 | -0.003287 | 0 | 0.001995 | 0.00542 | 0.008432 | 0.011833 | 0.015016 | 0.017157 | 0.020887 | 0.02294 | 0.025358 | 0.027953 | 0.029501 | 0.031369
-0.071478 | -0.067605 | -0.063256 | -0.059944 | -0.056442 | -0.053242 | -0.050247 | -0.047308 | -0.045239 | -0.041786 | -0.039034 | -0.034997 | -0.031471 | -0.028423 | -0.025468 | -0.022911 | -0.020221 | -0.018025 | -0.014793 | -0.01263 | -0.0103 | -0.008075 | -0.004744 | -0.002709 | 0 | 0.001939 | 0.004818 | 0.007352 | 0.010053 | 0.012994 | 0.015224 | 0.018117 | 0.019907 | 0.021671 | 0.023623 | 0.025318 | 0.026694
-0.063391 | -0.059921 | -0.056289 | -0.053282 | -0.050488 | -0.047419 | -0.044899 | -0.042122 | -0.040324 | -0.037525 | -0.034712 | -0.031238 | -0.028255 | -0.025684 | -0.022892 | -0.020788 | -0.0182 | -0.016241 | -0.01315 | -0.011216 | -0.009115 | -0.007069 | -0.004301 | -0.002482 | 0 | 0.00182 | 0.004424 | 0.006424 | 0.008695 | 0.011423 | 0.013046 | 0.015558 | 0.017192 | 0.019022 | 0.020687 | 0.021975 | 0.023103
-0.056607 | -0.053606 | -0.050238 | -0.04779 | -0.045214 | -0.042418 | -0.040196 | -0.038082 | -0.036265 | -0.033472 | -0.031142 | -0.027952 | -0.025318 | -0.022657 | -0.020481 | -0.018641 | -0.016245 | -0.01446 | -0.011826 | -0.010038 | -0.008341 | -0.006607 | -0.003857 | -0.002085 | 0 | 0.001589 | 0.003758 | 0.005766 | 0.007946 | 0.010136 | 0.011582 | 0.014105 | 0.015237 | 0.016641 | 0.018273 | 0.019447 | 0.020542
-0.051151 | -0.048504 | -0.04562 | -0.043411 | -0.040809 | -0.038523 | -0.036363 | -0.034455 | -0.032767 | -0.030328 | -0.028293 | -0.02525 | -0.022913 | -0.020648 | -0.018614 | -0.016743 | -0.014868 | -0.013069 | -0.010455 | -0.00908 | -0.007349 | -0.005953 | -0.003278 | -0.001847 | 0 | 0.001767 | 0.003572 | 0.005434 | 0.007313 | 0.00943 | 0.010827 | 0.012573 | 0.014061 | 0.015402 | 0.01659 | 0.017576 | 0.018499
-0.046461 | -0.043972 | -0.041318 | -0.039189 | -0.037038 | -0.034916 | -0.033064 | -0.031132 | -0.029594 | -0.027209 | -0.025467 | -0.022889 | -0.020578 | -0.018431 | -0.016592 | -0.01498 | -0.013236 | -0.011338 | -0.009375 | -0.008304 | -0.006598 | -0.005208 | -0.003079 | -0.001786 | 0 | 0.001377 | 0.003348 | 0.004909 | 0.006576 | 0.008335 | 0.009561 | 0.011575 | 0.012557 | 0.014087 | 0.014893 | 0.015873 | 0.016686
-0.04273 | -0.04057 | -0.038099 | -0.036305 | -0.034329 | -0.032249 | -0.030411 | -0.02881 | -0.027404 | -0.025229 | -0.023482 | -0.021061 | -0.018878 | -0.016908 | -0.015137 | -0.013705 | -0.011966 | -0.010591 | -0.008603 | -0.00735 | -0.006054 | -0.004698 | -0.002597 | -0.001519 | 0 | 0.001232 | 0.003029 | 0.004606 | 0.0061 | 0.00774 | 0.008995 | 0.010496 | 0.011615 | 0.012812 | 0.013678 | 0.014643 | 0.015391
-0.039294 | -0.037335 | -0.035072 | -0.033342 | -0.03151 | -0.029618 | -0.028076 | -0.026419 | -0.025077 | -0.023187 | -0.021536 | -0.019231 | -0.017338 | -0.015474 | -0.013885 | -0.012363 | -0.010846 | -0.009628 | -0.007912 | -0.006719 | -0.005453 | -0.004347 | -0.002579 | -0.001456 | 0 | 0.001205 | 0.002744 | 0.003871 | 0.005458 | 0.006849 | 0.00784 | 0.009284 | 0.010379 | 0.011242 | 0.01237 | 0.013134 | 0.013746
-0.036886 | -0.034989 | -0.032869 | -0.031173 | -0.029417 | -0.027742 | -0.026164 | -0.02476 | -0.02355 | -0.021622 | -0.020184 | -0.018096 | -0.01616 | -0.014338 | -0.012892 | -0.011704 | -0.01012 | -0.008828 | -0.007337 | -0.006375 | -0.005225 | -0.004088 | -0.002456 | -0.001477 | 0 | 0.001193 | 0.002391 | 0.003641 | 0.004868 | 0.006139 | 0.0071 | 0.008462 | 0.009388 | 0.010409 | 0.011176 | 0.011963 | 0.012531
-0.034603 | -0.032752 | -0.030699 | -0.029076 | -0.027577 | -0.025848 | -0.024444 | -0.02305 | -0.021986 | -0.020178 | -0.018835 | -0.01685 | -0.015058 | -0.013365 | -0.011912 | -0.010794 | -0.009311 | -0.008248 | -0.006802 | -0.005786 | -0.004585 | -0.003781 | -0.002103 | -0.001235 | 0 | 0.001205 | 0.002436 | 0.003449 | 0.004617 | 0.00578 | 0.006718 | 0.007978 | 0.008722 | 0.009494 | 0.010396 | 0.011094 | 0.011544
-0.032263 | -0.030574 | -0.028693 | -0.027204 | -0.025793 | -0.024189 | -0.022808 | -0.021586 | -0.020436 | -0.018873 | -0.017555 | -0.015643 | -0.014064 | -0.01252 | -0.01119 | -0.009909 | -0.008808 | -0.007708 | -0.006308 | -0.005524 | -0.004468 | -0.003475 | -0.00196 | -0.001231 | 0 | 0.001079 | 0.002318 | 0.003217 | 0.004249 | 0.005546 | 0.006168 | 0.007267 | 0.008064 | 0.008781 | 0.009605 | 0.010153 | 0.010629
-0.030048 | -0.028445 | -0.02671 | -0.025266 | -0.023962 | -0.022534 | -0.021308 | -0.020056 | -0.019087 | -0.017547 | -0.016333 | -0.014666 | -0.013205 | -0.011747 | -0.010291 | -0.009562 | -0.00825 | -0.007168 | -0.005912 | -0.005105 | -0.004113 | -0.003248 | -0.001816 | -0.001028 | 0 | 0.00101 | 0.002073 | 0.003102 | 0.003991 | 0.005033 | 0.005753 | 0.006805 | 0.007511 | 0.008294 | 0.008972 | 0.009435 | 0.009954
-0.02874 | -0.027145 | -0.025456 | -0.024126 | -0.022746 | -0.021473 | -0.020339 | -0.01929 | -0.018298 | -0.016865 | -0.0157 | -0.014113 | -0.012618 | -0.011292 | -0.010202 | -0.008971 | -0.007891 | -0.00695 | -0.005667 | -0.004873 | -0.004067 | -0.003162 | -0.001882 | -0.001058 | 0 | 0.00096 | 0.002094 | 0.003013 | 0.003855 | 0.004768 | 0.00554 | 0.00659 | 0.007168 | 0.007917 | 0.008458 | 0.008968 | 0.009349
-0.026904 | -0.025456 | -0.023856 | -0.022712 | -0.021481 | -0.020266 | -0.019173 | -0.018102 | -0.017334 | -0.015976 | -0.014812 | -0.013367 | -0.012024 | -0.010726 | -0.00956 | -0.008608 | -0.007471 | -0.006706 | -0.005467 | -0.004619 | -0.00378 | -0.003041 | -0.00185 | -0.000957 | 0 | 0.000969 | 0.001983 | 0.002832 | 0.003644 | 0.0046 | 0.005287 | 0.006241 | 0.006806 | 0.007436 | 0.008027 | 0.008518 | 0.008851
-0.025165 | -0.023826 | -0.022356 | -0.021322 | -0.020174 | -0.019067 | -0.018107 | -0.017054 | -0.016201 | -0.015043 | -0.014008 | -0.012628 | -0.011401 | -0.010125 | -0.008982 | -0.008083 | -0.007063 | -0.006225 | -0.005128 | -0.004414 | -0.003542 | -0.002727 | -0.001676 | -0.000894 | 0 | 0.00098 | 0.001988 | 0.002847 | 0.003716 | 0.004532 | 0.005195 | 0.006052 | 0.006583 | 0.007204 | 0.0077 | 0.008217 | 0.008428
-0.023599 | -0.022429 | -0.021144 | -0.020132 | -0.019134 | -0.018095 | -0.01719 | -0.016264 | -0.015563 | -0.014364 | -0.013469 | -0.012146 | -0.01094 | -0.009732 | -0.00868 | -0.0078 | -0.006844 | -0.006067 | -0.005072 | -0.00434 | -0.003516 | -0.002824 | -0.001761 | -0.000919 | 0 | 0.000828 | 0.001831 | 0.002692 | 0.003417 | 0.004339 | 0.004919 | 0.00582 | 0.006305 | 0.006901 | 0.007334 | 0.007781 | 0.008003
-0.02242 | -0.02129 | -0.020028 | -0.019101 | -0.018167 | -0.01721 | -0.016373 | -0.015511 | -0.014722 | -0.01356 | -0.012721 | -0.011463 | -0.010318 | -0.009154 | -0.008166 | -0.007384 | -0.006399 | -0.005766 | -0.004667 | -0.004022 | -0.003277 | -0.002625 | -0.001579 | -0.000831 | 0 | 0.000856 | 0.001843 | 0.002705 | 0.0034 | 0.004328 | 0.004908 | 0.005641 | 0.006162 | 0.006759 | 0.007256 | 0.007636 | 0.007774
-0.021426 | -0.020421 | -0.019267 | -0.018414 | -0.017491 | -0.016566 | -0.015754 | -0.014885 | -0.014194 | -0.013146 | -0.012304 | -0.011107 | -0.01002 | -0.008934 | -0.008057 | -0.007161 | -0.006342 | -0.005573 | -0.004558 | -0.003984 | -0.003235 | -0.002569 | -0.00159 | -0.00082 | 0 | 0.000832 | 0.001888 | 0.002668 | 0.003453 | 0.004229 | 0.004822 | 0.005554 | 0.00604 | 0.006502 | 0.007043 | 0.00742 | 0.007508
-0.020347 | -0.019386 | -0.018327 | -0.017503 | -0.016656 | -0.01576 | -0.01504 | -0.01418 | -0.013564 | -0.012568 | -0.011739 | -0.010698 | -0.009614 | -0.008585 | -0.007661 | -0.006868 | -0.006083 | -0.005378 | -0.00452 | -0.003828 | -0.003088 | -0.002428 | -0.001494 | -0.000766 | 0 | 0.000833 | 0.001843 | 0.002644 | 0.003389 | 0.00413 | 0.004776 | 0.005433 | 0.005897 | 0.00639 | 0.006778 | 0.007165 | 0.007266
-0.019337 | -0.018478 | -0.017472 | -0.016666 | -0.015876 | -0.015109 | -0.014369 | -0.013651 | -0.013004 | -0.012067 | -0.011279 | -0.010226 | -0.0092 | -0.008255 | -0.007389 | -0.006651 | -0.00583 | -0.00512 | -0.004331 | -0.003747 | -0.003074 | -0.002351 | -0.001507 | -0.000756 | 0 | 0.000784 | 0.001746 | 0.002568 | 0.003262 | 0.004106 | 0.004606 | 0.005291 | 0.005752 | 0.006189 | 0.00664 | 0.006962 | 0.006982
-0.018768 | -0.017898 | -0.016884 | -0.016182 | -0.015391 | -0.014626 | -0.013934 | -0.013201 | -0.01257 | -0.011657 | -0.010979 | -0.009961 | -0.008955 | -0.007993 | -0.007179 | -0.006451 | -0.005626 | -0.00499 | -0.004199 | -0.003565 | -0.002979 | -0.002311 | -0.00144 | -0.000726 | 0 | 0.000809 | 0.001715 | 0.002592 | 0.003275 | 0.004006 | 0.004565 | 0.005203 | 0.005664 | 0.006036 | 0.006428 | 0.006764 | 0.00681
-0.01811 | -0.017322 | -0.016432 | -0.01574 | -0.014998 | -0.014311 | -0.013642 | -0.012994 | -0.012343 | -0.011471 | -0.010717 | -0.009789 | -0.008849 | -0.007932 | -0.00706 | -0.006385 | -0.005618 | -0.005006 | -0.004201 | -0.003574 | -0.002948 | -0.002344 | -0.001472 | -0.000818 | 0 | 0.000693 | 0.001677 | 0.002488 | 0.00316 | 0.003924 | 0.004417 | 0.005067 | 0.005404 | 0.005852 | 0.006232 | 0.006484 | 0.006544
-0.017107 | -0.01637 | -0.015504 | -0.014847 | -0.014225 | -0.013527 | -0.012908 | -0.012252 | -0.011727 | -0.010872 | -0.010223 | -0.00928 | -0.008375 | -0.007501 | -0.006696 | -0.006068 | -0.005364 | -0.004742 | -0.003942 | -0.003395 | -0.002772 | -0.00217 | -0.001356 | -0.000701 | 0 | 0.000756 | 0.001646 | 0.002464 | 0.003175 | 0.003796 | 0.004364 | 0.00496 | 0.005324 | 0.005697 | 0.006017 | 0.006339 | 0.00637
-0.016622 | -0.015903 | -0.015071 | -0.014466 | -0.013858 | -0.013193 | -0.012615 | -0.011986 | -0.011403 | -0.010613 | -0.009992 | -0.009064 | -0.00816 | -0.00733 | -0.006598 | -0.00589 | -0.005196 | -0.004628 | -0.003869 | -0.00328 | -0.002703 | -0.002122 | -0.001365 | -0.00069 | 0 | 0.000792 | 0.001659 | 0.002436 | 0.003119 | 0.003802 | 0.004297 | 0.004836 | 0.00519 | 0.005542 | 0.005959 | 0.006202 | 0.006161
-0.016263 | -0.01556 | -0.014751 | -0.014124 | -0.013522 | -0.012908 | -0.012291 | -0.011686 | -0.011152 | -0.010369 | -0.009735 | -0.008843 | -0.007974 | -0.007132 | -0.006432 | -0.005784 | -0.005041 | -0.004458 | -0.003728 | -0.003194 | -0.00265 | -0.002031 | -0.001329 | -0.000638 | 0 | 0.000725 | 0.001641 | 0.002425 | 0.003074 | 0.003734 | 0.004206 | 0.004741 | 0.005065 | 0.005465 | 0.005714 | 0.005964 | 0.005985
-0.015591 | -0.014963 | -0.014182 | -0.013601 | -0.013042 | -0.012433 | -0.011905 | -0.011318 | -0.010789 | -0.010048 | -0.009448 | -0.008623 | -0.007754 | -0.006992 | -0.006251 | -0.005596 | -0.004911 | -0.004356 | -0.003702 | -0.003146 | -0.002606 | -0.00202 | -0.00127 | -0.00065 | 0 | 0.000693 | 0.001603 | 0.002392 | 0.003016 | 0.003647 | 0.004112 | 0.004578 | 0.004934 | 0.005283 | 0.005604 | 0.005825 | 0.005797
-0.015425 | -0.014745 | -0.014011 | -0.013422 | -0.012852 | -0.012288 | -0.011748 | -0.011189 | -0.010629 | -0.009881 | -0.009295 | -0.008495 | -0.007694 | -0.006875 | -0.00608 | -0.005532 | -0.004855 | -0.004339 | -0.003633 | -0.003124 | -0.00254 | -0.001979 | -0.00123 | -0.000662 | 0 | 0.000687 | 0.001607 | 0.002322 | 0.002905 | 0.003586 | 0.003953 | 0.004491 | 0.004785 | 0.005101 | 0.00543 | 0.005647 | 0.005602
-0.014819 | -0.014211 | -0.013512 | -0.012967 | -0.012449 | -0.011906 | -0.011371 | -0.010821 | -0.0103 | -0.009587 | -0.009014 | -0.008227 | -0.007422 | -0.006603 | -0.005917 | -0.005348 | -0.004724 | -0.004123 | -0.003535 | -0.002991 | -0.002449 | -0.001925 | -0.001196 | -0.000622 | 0 | 0.000655 | 0.001598 | 0.002259 | 0.002865 | 0.003472 | 0.003952 | 0.004312 | 0.004656 | 0.004965 | 0.005259 | 0.005489 | 0.005401
-0.014581 | -0.013972 | -0.013259 | -0.01274 | -0.01221 | -0.011619 | -0.011134 | -0.010582 | -0.010103 | -0.009386 | -0.008825 | -0.008057 | -0.007223 | -0.006481 | -0.00581 | -0.005218 | -0.004564 | -0.004062 | -0.003395 | -0.00296 | -0.002384 | -0.001896 | -0.001183 | -0.000635 | 0 | 0.000614 | 0.001487 | 0.002245 | 0.002784 | 0.003347 | 0.00375 | 0.004188 | 0.004464 | 0.004743 | 0.005027 | 0.005249 | 0.005194
-0.014089 | -0.0135 | -0.012821 | -0.01233 | -0.011825 | -0.011311 | -0.010804 | -0.010293 | -0.009787 | -0.009122 | -0.008546 | -0.007819 | -0.007026 | -0.006269 | -0.005607 | -0.005046 | -0.004424 | -0.003892 | -0.00333 | -0.002858 | -0.002317 | -0.001782 | -0.001147 | -0.00063 | 0 | 0.00062 | 0.001444 | 0.002154 | 0.002672 | 0.003214 | 0.003596 | 0.004032 | 0.004289 | 0.004601 | 0.004827 | 0.005023 | 0.004949
-0.013668 | -0.01308 | -0.012399 | -0.011918 | -0.011462 | -0.010948 | -0.010438 | -0.009936 | -0.009424 | -0.008803 | -0.008242 | -0.007517 | -0.006762 | -0.006003 | -0.005343 | -0.004833 | -0.004217 | -0.003735 | -0.003158 | -0.002686 | -0.002187 | -0.001682 | -0.001037 | -0.000508 | 0 | 0.000668 | 0.00148 | 0.002152 | 0.002642 | 0.003146 | 0.003528 | 0.003892 | 0.004161 | 0.004443 | 0.004695 | 0.004833 | 0.004739
-0.013519 | -0.01298 | -0.012317 | -0.011839 | -0.011331 | -0.010838 | -0.010373 | -0.00985 | -0.009371 | -0.008689 | -0.008139 | -0.007428 | -0.006678 | -0.005945 | -0.005299 | -0.004754 | -0.004184 | -0.003723 | -0.003103 | -0.00262 | -0.002141 | -0.001683 | -0.001057 | -0.00057 | 0 | 0.000602 | 0.001391 | 0.002043 | 0.002467 | 0.002966 | 0.003293 | 0.003624 | 0.003863 | 0.004146 | 0.004288 | 0.004504 | 0.004432
-0.013158 | -0.012607 | -0.011979 | -0.011463 | -0.010992 | -0.010517 | -0.010036 | -0.009553 | -0.009069 | -0.008407 | -0.007868 | -0.007167 | -0.006394 | -0.005712 | -0.00509 | -0.004548 | -0.004012 | -0.003524 | -0.003 | -0.002542 | -0.002091 | -0.001625 | -0.001007 | -0.000544 | 0 | 0.000617 | 0.001325 | 0.001894 | 0.002335 | 0.002764 | 0.003049 | 0.003401 | 0.003564 | 0.003829 | 0.004047 | 0.00421 | 0.004127
-0.013108 | -0.012522 | -0.011835 | -0.011344 | -0.010855 | -0.01035 | -0.009869 | -0.009359 | -0.008861 | -0.008206 | -0.007661 | -0.00696 | -0.006228 | -0.00551 | -0.004903 | -0.00438 | -0.003881 | -0.003374 | -0.002868 | -0.002429 | -0.001989 | -0.001527 | -0.001002 | -0.000509 | 0 | 0.000526 | 0.001246 | 0.001826 | 0.002179 | 0.002545 | 0.002807 | 0.003109 | 0.003278 | 0.00352 | 0.00371 | 0.00386 | 0.003782
-0.013062 | -0.012479 | -0.011824 | -0.011319 | -0.010848 | -0.010327 | -0.009833 | -0.009343 | -0.008806 | -0.008149 | -0.007565 | -0.006855 | -0.006127 | -0.005393 | -0.00476 | -0.004299 | -0.003754 | -0.003279 | -0.002766 | -0.002331 | -0.001901 | -0.001482 | -0.000938 | -0.000428 | 0 | 0.000503 | 0.001209 | 0.00172 | 0.002028 | 0.002405 | 0.002643 | 0.002892 | 0.003042 | 0.003298 | 0.003458 | 0.00362 | 0.003495
-0.013098 | -0.0125 | -0.011824 | -0.011298 | -0.010807 | -0.010274 | -0.009775 | -0.009272 | -0.008774 | -0.00806 | -0.007462 | -0.006762 | -0.006012 | -0.005325 | -0.004675 | -0.004135 | -0.003628 | -0.003197 | -0.002701 | -0.002294 | -0.001871 | -0.001437 | -0.000896 | -0.000478 | 0 | 0.000462 | 0.001137 | 0.001589 | 0.001864 | 0.002172 | 0.002379 | 0.00262 | 0.002759 | 0.002988 | 0.003164 | 0.003267 | 0.003167
-0.012859 | -0.012285 | -0.011608 | -0.01111 | -0.010619 | -0.010092 | -0.009604 | -0.009088 | -0.008578 | -0.007894 | -0.007283 | -0.006583 | -0.005795 | -0.005085 | -0.004489 | -0.003975 | -0.003448 | -0.003022 | -0.002543 | -0.002164 | -0.00174 | -0.001329 | -0.000848 | -0.000402 | 0 | 0.000453 | 0.001091 | 0.001499 | 0.001753 | 0.002054 | 0.002194 | 0.002462 | 0.002555 | 0.00277 | 0.002912 | 0.003025 | 0.002947
-0.01281 | -0.012213 | -0.011575 | -0.011041 | -0.010528 | -0.010005 | -0.009476 | -0.008972 | -0.008427 | -0.007754 | -0.007142 | -0.006425 | -0.005657 | -0.004969 | -0.004347 | -0.00385 | -0.003326 | -0.00291 | -0.002462 | -0.002058 | -0.001645 | -0.001273 | -0.000783 | -0.000397 | 0 | 0.000434 | 0.000989 | 0.001385 | 0.0016 | 0.001839 | 0.001993 | 0.002236 | 0.002334 | 0.002523 | 0.00273 | 0.002768 | 0.002686
-0.012343 | -0.011807 | -0.011168 | -0.010645 | -0.010193 | -0.009706 | -0.009202 | -0.008703 | -0.008201 | -0.007529 | -0.006934 | -0.006257 | -0.005506 | -0.004796 | -0.004205 | -0.003722 | -0.003215 | -0.002851 | -0.002388 | -0.002051 | -0.001633 | -0.001272 | -0.000795 | -0.000411 | 0 | 0.000378 | 0.000913 | 0.001273 | 0.001495 | 0.00172 | 0.001857 | 0.00206 | 0.002187 | 0.002352 | 0.002504 | 0.002584 | 0.00251
-0.011987 | -0.01149 | -0.010877 | -0.01039 | -0.009913 | -0.009438 | -0.008966 | -0.008465 | -0.007976 | -0.007315 | -0.00673 | -0.006018 | -0.005273 | -0.0046 | -0.004023 | -0.003558 | -0.003107 | -0.00267 | -0.002262 | -0.001887 | -0.001521 | -0.001156 | -0.00072 | -0.00035 | 0 | 0.000398 | 0.000896 | 0.001247 | 0.001412 | 0.001626 | 0.001781 | 0.001958 | 0.002068 | 0.00227 | 0.002423 | 0.002513 | 0.002386
-0.010781 | -0.010388 | -0.009818 | -0.009397 | -0.008979 | -0.008556 | -0.008164 | -0.007724 | -0.00726 | -0.00669 | -0.006199 | -0.005569 | -0.00486 | -0.004154 | -0.003538 | -0.003068 | -0.002679 | -0.002348 | -0.001972 | -0.001688 | -0.001438 | -0.001124 | -0.00072 | -0.000368 | 0 | 0.000459 | 0.001096 | 0.001571 | 0.0019 | 0.002216 | 0.002486 | 0.002767 | 0.00293 | 0.003135 | 0.003251 | 0.003392 | 0.003255
-0.01073 | -0.010323 | -0.009793 | -0.00937 | -0.008955 | -0.008527 | -0.008095 | -0.007676 | -0.007206 | -0.00664 | -0.006125 | -0.005511 | -0.004828 | -0.004139 | -0.003534 | -0.003107 | -0.0027 | -0.002398 | -0.002021 | -0.001699 | -0.001449 | -0.001111 | -0.000721 | -0.000394 | 0 | 0.000439 | 0.001046 | 0.001543 | 0.001843 | 0.002209 | 0.002454 | 0.002772 | 0.002908 | 0.003107 | 0.003221 | 0.003314 | 0.003204
-0.010609 | -0.010308 | -0.009762 | -0.009327 | -0.008923 | -0.008479 | -0.00808 | -0.007636 | -0.007235 | -0.006629 | -0.006148 | -0.005536 | -0.00482 | -0.004096 | -0.003515 | -0.003056 | -0.002675 | -0.002319 | -0.001946 | -0.001684 | -0.001432 | -0.001124 | -0.000758 | -0.00039 | 0 | 0.000414 | 0.001031 | 0.001507 | 0.001854 | 0.002184 | 0.002445 | 0.002711 | 0.002869 | 0.003058 | 0.003193 | 0.003315 | 0.003168
-0.010292 | -0.009956 | -0.00945 | -0.00907 | -0.008669 | -0.008244 | -0.007886 | -0.007443 | -0.007044 | -0.006482 | -0.005998 | -0.005417 | -0.004753 | -0.004071 | -0.003469 | -0.003045 | -0.002642 | -0.002332 | -0.001929 | -0.001662 | -0.001375 | -0.001077 | -0.000698 | -0.000351 | 0 | 0.000464 | 0.00108 | 0.001556 | 0.001882 | 0.002259 | 0.002512 | 0.002756 | 0.002975 | 0.003141 | 0.003262 | 0.00337 | 0.003216
-0.010172 | -0.009845 | -0.009332 | -0.00894 | -0.008565 | -0.008147 | -0.007748 | -0.007329 | -0.006931 | -0.006346 | -0.005885 | -0.005296 | -0.004636 | -0.003976 | -0.003396 | -0.002955 | -0.002575 | -0.002264 | -0.001905 | -0.00162 | -0.001352 | -0.001025 | -0.000689 | -0.000351 | 0 | 0.000405 | 0.000981 | 0.001501 | 0.001799 | 0.002176 | 0.002418 | 0.002718 | 0.002861 | 0.00305 | 0.003166 | 0.003257 | 0.003128
-0.010065 | -0.009754 | -0.009251 | -0.008847 | -0.008457 | -0.008083 | -0.007689 | -0.007277 | -0.006834 | -0.006273 | -0.005822 | -0.005224 | -0.004555 | -0.003915 | -0.003343 | -0.002925 | -0.002526 | -0.002211 | -0.001854 | -0.001581 | -0.001281 | -0.001028 | -0.000654 | -0.000335 | 0 | 0.000428 | 0.001031 | 0.001518 | 0.001836 | 0.002211 | 0.002477 | 0.002731 | 0.002905 | 0.003105 | 0.003222 | 0.00332 | 0.00318
-0.010063 | -0.009755 | -0.009276 | -0.008886 | -0.008499 | -0.008115 | -0.007709 | -0.007305 | -0.006896 | -0.006341 | -0.005853 | -0.005265 | -0.004616 | -0.003958 | -0.003412 | -0.002948 | -0.002557 | -0.002275 | -0.001914 | -0.001621 | -0.001323 | -0.001011 | -0.000629 | -0.000365 | 0 | 0.000448 | 0.00103 | 0.001499 | 0.001821 | 0.002209 | 0.002496 | 0.002794 | 0.002937 | 0.00312 | 0.003205 | 0.003316 | 0.00318
-0.009961 | -0.009693 | -0.00924 | -0.008866 | -0.008515 | -0.008128 | -0.007743 | -0.007321 | -0.006897 | -0.006332 | -0.00589 | -0.005311 | -0.004619 | -0.003994 | -0.003452 | -0.003036 | -0.002601 | -0.002324 | -0.001942 | -0.001662 | -0.001334 | -0.001043 | -0.00068 | -0.000331 | 0 | 0.000395 | 0.001005 | 0.001535 | 0.001866 | 0.002258 | 0.002532 | 0.002844 | 0.002964 | 0.003168 | 0.003264 | 0.003366 | 0.003228
-0.009922 | -0.009628 | -0.009123 | -0.008791 | -0.008453 | -0.008102 | -0.007743 | -0.00734 | -0.006912 | -0.006346 | -0.005884 | -0.005313 | -0.004636 | -0.004004 | -0.00346 | -0.003057 | -0.002638 | -0.002336 | -0.001963 | -0.00166 | -0.001357 | -0.001049 | -0.000671 | -0.000314 | 0 | 0.000415 | 0.00104 | 0.001528 | 0.00191 | 0.002307 | 0.002601 | 0.002859 | 0.003024 | 0.003235 | 0.003313 | 0.003413 | 0.003247
-0.009983 | -0.009655 | -0.009203 | -0.00883 | -0.008464 | -0.008125 | -0.007806 | -0.007408 | -0.006987 | -0.006428 | -0.005978 | -0.005427 | -0.004756 | -0.004122 | -0.003568 | -0.00315 | -0.002719 | -0.002428 | -0.002057 | -0.001727 | -0.001424 | -0.001093 | -0.000707 | -0.000388 | 0 | 0.000375 | 0.000979 | 0.001499 | 0.001868 | 0.002285 | 0.002554 | 0.002843 | 0.003009 | 0.003165 | 0.003276 | 0.003391 | 0.003228
-0.00994 | -0.009622 | -0.009154 | -0.008761 | -0.008424 | -0.008123 | -0.007772 | -0.007364 | -0.006978 | -0.006404 | -0.005952 | -0.005396 | -0.00473 | -0.004068 | -0.003548 | -0.003143 | -0.002733 | -0.002387 | -0.002044 | -0.001717 | -0.001409 | -0.001102 | -0.000703 | -0.000363 | 0 | 0.000409 | 0.001026 | 0.001537 | 0.001893 | 0.002308 | 0.002587 | 0.002873 | 0.003005 | 0.003214 | 0.003313 | 0.00339 | 0.003238
-0.00998 | -0.009653 | -0.009215 | -0.008882 | -0.008553 | -0.008175 | -0.007818 | -0.007432 | -0.007021 | -0.006462 | -0.006012 | -0.005442 | -0.004779 | -0.004116 | -0.003612 | -0.003175 | -0.002795 | -0.002435 | -0.002072 | -0.001771 | -0.001461 | -0.00111 | -0.000722 | -0.000393 | 0 | 0.000407 | 0.001 | 0.001501 | 0.001876 | 0.002292 | 0.002601 | 0.002833 | 0.003023 | 0.003193 | 0.003305 | 0.003374 | 0.003212
-0.01005 | -0.00977 | -0.009325 | -0.008948 | -0.008599 | -0.008222 | -0.00785 | -0.00744 | -0.007068 | -0.006503 | -0.006059 | -0.005512 | -0.004842 | -0.004191 | -0.003673 | -0.003248 | -0.002846 | -0.002527 | -0.002152 | -0.001801 | -0.001465 | -0.00114 | -0.00075 | -0.000417 | 0 | 0.000385 | 0.001004 | 0.001528 | 0.001908 | 0.002329 | 0.002633 | 0.002902 | 0.003073 | 0.003217 | 0.003353 | 0.003395 | 0.003262
-0.010282 | -0.009949 | -0.009451 | -0.009091 | -0.00873 | -0.008352 | -0.007981 | -0.007541 | -0.00713 | -0.006574 | -0.006116 | -0.005547 | -0.004888 | -0.004219 | -0.003692 | -0.003265 | -0.002841 | -0.002496 | -0.002111 | -0.001757 | -0.001453 | -0.001157 | -0.00073 | -0.000373 | 0 | 0.000385 | 0.001012 | 0.001531 | 0.001885 | 0.002282 | 0.002593 | 0.002857 | 0.00298 | 0.003177 | 0.003268 | 0.003359 | 0.003191
-0.010265 | -0.009889 | -0.009382 | -0.008986 | -0.008608 | -0.008256 | -0.007881 | -0.0075 | -0.007074 | -0.006533 | -0.006077 | -0.005511 | -0.004877 | -0.00418 | -0.003675 | -0.003276 | -0.002839 | -0.002489 | -0.002074 | -0.00178 | -0.001447 | -0.0011 | -0.000714 | -0.000358 | 0 | 0.000414 | 0.001022 | 0.001538 | 0.001912 | 0.002334 | 0.002619 | 0.002896 | 0.00302 | 0.003201 | 0.003292 | 0.003361 | 0.003214
-0.010356 | -0.010008 | -0.009502 | -0.009108 | -0.008746 | -0.008384 | -0.007979 | -0.007592 | -0.007173 | -0.006608 | -0.006182 | -0.005576 | -0.004929 | -0.004253 | -0.003703 | -0.003295 | -0.002838 | -0.002534 | -0.002124 | -0.001777 | -0.001449 | -0.001138 | -0.000729 | -0.000381 | 0 | 0.000396 | 0.001034 | 0.00154 | 0.001911 | 0.002343 | 0.002611 | 0.002903 | 0.003019 | 0.003163 | 0.003261 | 0.003335 | 0.003165
-0.01049 | -0.010102 | -0.009592 | -0.009175 | -0.008819 | -0.008446 | -0.008044 | -0.007631 | -0.007217 | -0.006637 | -0.006197 | -0.005607 | -0.004945 | -0.004278 | -0.003747 | -0.003346 | -0.00292 | -0.002559 | -0.002164 | -0.00183 | -0.001519 | -0.001174 | -0.000763 | -0.000404 | 0 | 0.000381 | 0.001019 | 0.001525 | 0.00191 | 0.00232 | 0.00257 | 0.002837 | 0.002992 | 0.003139 | 0.003213 | 0.003309 | 0.00312
-0.010866 | -0.010446 | -0.009915 | -0.009487 | -0.009087 | -0.008687 | -0.008273 | -0.007862 | -0.007433 | -0.006833 | -0.006325 | -0.005721 | -0.005053 | -0.004404 | -0.003827 | -0.003371 | -0.002966 | -0.002621 | -0.002206 | -0.001824 | -0.001478 | -0.001147 | -0.000757 | -0.000378 | 0 | 0.000421 | 0.00103 | 0.00155 | 0.001925 | 0.002331 | 0.002578 | 0.002857 | 0.00298 | 0.003188 | 0.00325 | 0.003294 | 0.003112
-0.010864 | -0.010371 | -0.009766 | -0.00934 | -0.008944 | -0.008562 | -0.008148 | -0.007717 | -0.00728 | -0.006691 | -0.00625 | -0.005629 | -0.00497 | -0.004262 | -0.003744 | -0.003312 | -0.00286 | -0.002514 | -0.002101 | -0.001775 | -0.001452 | -0.001144 | -0.000711 | -0.000374 | 0 | 0.000408 | 0.00101 | 0.001527 | 0.001916 | 0.002293 | 0.002583 | 0.002812 | 0.00295 | 0.003105 | 0.003159 | 0.003257 | 0.003046
-0.010709 | -0.010249 | -0.009699 | -0.009264 | -0.008867 | -0.008452 | -0.008064 | -0.007653 | -0.00723 | -0.006641 | -0.006177 | -0.005583 | -0.004921 | -0.004247 | -0.003694 | -0.003253 | -0.002848 | -0.002502 | -0.002097 | -0.001778 | -0.001448 | -0.001146 | -0.000708 | -0.000372 | 0 | 0.000384 | 0.000984 | 0.001475 | 0.001846 | 0.002228 | 0.002469 | 0.002722 | 0.002838 | 0.002989 | 0.003044 | 0.003096 | 0.002912
-0.010669 | -0.010223 | -0.009661 | -0.00922 | -0.008816 | -0.008432 | -0.008022 | -0.007605 | -0.007165 | -0.006584 | -0.006112 | -0.005492 | -0.004827 | -0.004164 | -0.003624 | -0.003169 | -0.002753 | -0.00241 | -0.002029 | -0.001712 | -0.001402 | -0.001101 | -0.000693 | -0.000346 | 0 | 0.000412 | 0.001025 | 0.001509 | 0.001824 | 0.002204 | 0.002427 | 0.002692 | 0.002788 | 0.002936 | 0.003008 | 0.00303 | 0.002829
-0.01075 | -0.01026 | -0.009681 | -0.009261 | -0.00885 | -0.008439 | -0.008041 | -0.007638 | -0.007171 | -0.006568 | -0.006087 | -0.005471 | -0.004774 | -0.004131 | -0.003553 | -0.003158 | -0.002757 | -0.002389 | -0.002012 | -0.001699 | -0.001387 | -0.001086 | -0.000731 | -0.000371 | 0 | 0.000391 | 0.000968 | 0.001416 | 0.00176 | 0.002089 | 0.002291 | 0.002498 | 0.002595 | 0.002745 | 0.002801 | 0.002815 | 0.002658
-0.01075 | -0.010277 | -0.00971 | -0.009278 | -0.008848 | -0.008456 | -0.00805 | -0.007646 | -0.007165 | -0.006589 | -0.006088 | -0.005449 | -0.004779 | -0.004102 | -0.003515 | -0.003122 | -0.002707 | -0.002406 | -0.002011 | -0.001706 | -0.001398 | -0.001096 | -0.000645 | -0.000361 | 0 | 0.000386 | 0.000953 | 0.001355 | 0.001678 | 0.001974 | 0.002185 | 0.002345 | 0.002445 | 0.002572 | 0.002612 | 0.002658 | 0.002437
-0.010692 | -0.010218 | -0.009641 | -0.009201 | -0.008786 | -0.008362 | -0.007942 | -0.007538 | -0.007106 | -0.006469 | -0.005971 | -0.005349 | -0.00469 | -0.004021 | -0.003452 | -0.00306 | -0.002652 | -0.002332 | -0.001954 | -0.001664 | -0.001343 | -0.001081 | -0.00061 | -0.000325 | 0 | 0.000364 | 0.000879 | 0.001277 | 0.001514 | 0.001833 | 0.00198 | 0.002144 | 0.002186 | 0.002302 | 0.002359 | 0.002348 | 0.002185
-0.010525 | -0.010047 | -0.00946 | -0.00902 | -0.008626 | -0.008185 | -0.007797 | -0.007359 | -0.006932 | -0.006309 | -0.005857 | -0.005245 | -0.004579 | -0.003925 | -0.003355 | -0.002972 | -0.00259 | -0.002258 | -0.001907 | -0.001604 | -0.001288 | -0.001023 | -0.000649 | -0.000337 | 0 | 0.000344 | 0.00084 | 0.001201 | 0.001418 | 0.001656 | 0.001738 | 0.001929 | 0.001933 | 0.002094 | 0.002091 | 0.002092 | 0.00192
-0.010342 | -0.009884 | -0.009316 | -0.008902 | -0.008499 | -0.008076 | -0.007665 | -0.007261 | -0.006826 | -0.00621 | -0.005764 | -0.005105 | -0.004436 | -0.003822 | -0.003292 | -0.002865 | -0.002516 | -0.002155 | -0.001836 | -0.001551 | -0.00124 | -0.000999 | -0.000565 | -0.000303 | 0 | 0.000338 | 0.000778 | 0.001092 | 0.001249 | 0.001438 | 0.001536 | 0.001707 | 0.001712 | 0.001798 | 0.00183 | 0.001832 | 0.001655
-0.010305 | -0.00986 | -0.009286 | -0.008849 | -0.008474 | -0.008097 | -0.007676 | -0.00726 | -0.006817 | -0.006203 | -0.005742 | -0.005108 | -0.004426 | -0.003823 | -0.003267 | -0.002931 | -0.002515 | -0.002199 | -0.001843 | -0.001517 | -0.001291 | -0.000986 | -0.000586 | -0.000306 | 0 | 0.000299 | 0.000745 | 0.001019 | 0.001104 | 0.001288 | 0.001359 | 0.001533 | 0.001536 | 0.001645 | 0.001622 | 0.001638 | 0.001426
-0.010306 | -0.009835 | -0.00927 | -0.008832 | -0.008441 | -0.008064 | -0.007609 | -0.00719 | -0.006767 | -0.006163 | -0.005712 | -0.005077 | -0.004391 | -0.003768 | -0.003223 | -0.002831 | -0.002431 | -0.002162 | -0.001797 | -0.001478 | -0.001252 | -0.000952 | -0.000539 | -0.000282 | 0 | 0.000277 | 0.000687 | 0.000977 | 0.00104 | 0.001182 | 0.001248 | 0.001379 | 0.001396 | 0.001486 | 0.001507 | 0.001471 | 0.001316
-0.010312 | -0.009851 | -0.009271 | -0.008832 | -0.008435 | -0.008071 | -0.007627 | -0.007174 | -0.006771 | -0.006152 | -0.005659 | -0.005026 | -0.004355 | -0.003742 | -0.003188 | -0.002842 | -0.002447 | -0.002162 | -0.001751 | -0.001471 | -0.001192 | -0.00099 | -0.000497 | -0.000313 | 0 | 0.000276 | 0.000683 | 0.000892 | 0.000954 | 0.001085 | 0.00113 | 0.001279 | 0.001273 | 0.001401 | 0.001408 | 0.00137 | 0.001203
-0.01042 | -0.009938 | -0.009345 | -0.008932 | -0.008517 | -0.008098 | -0.007688 | -0.007227 | -0.006815 | -0.006187 | -0.005742 | -0.005081 | -0.004432 | -0.003765 | -0.003283 | -0.002854 | -0.002451 | -0.002149 | -0.001806 | -0.001495 | -0.001173 | -0.000927 | -0.000552 | -0.000292 | 0 | 0.000275 | 0.000682 | 0.000912 | 0.000956 | 0.001129 | 0.00115 | 0.001343 | 0.001305 | 0.001406 | 0.001378 | 0.001407 | 0.001211
-0.010284 | -0.009816 | -0.009253 | -0.008814 | -0.00843 | -0.008026 | -0.007634 | -0.007262 | -0.006802 | -0.006156 | -0.005713 | -0.00511 | -0.004425 | -0.003782 | -0.003263 | -0.002885 | -0.002492 | -0.002203 | -0.001781 | -0.00151 | -0.001196 | -0.000954 | -0.000529 | -0.00027 | 0 | 0.000274 | 0.000659 | 0.000884 | 0.00093 | 0.001113 | 0.001176 | 0.00128 | 0.001287 | 0.00143 | 0.001391 | 0.001387 | 0.001203
-0.010464 | -0.009981 | -0.009392 | -0.008975 | -0.008565 | -0.008166 | -0.007731 | -0.007321 | -0.00686 | -0.006239 | -0.005833 | -0.00523 | -0.004498 | -0.003872 | -0.003318 | -0.002957 | -0.002596 | -0.0022 | -0.001825 | -0.001528 | -0.001296 | -0.001016 | -0.000583 | -0.000299 | 0 | 0.00026 | 0.000728 | 0.000911 | 0.001018 | 0.001176 | 0.001204 | 0.001438 | 0.00145 | 0.001541 | 0.001518 | 0.001473 | 0.001347
-0.010571 | -0.010093 | -0.009514 | -0.009056 | -0.008656 | -0.00827 | -0.007831 | -0.00738 | -0.006979 | -0.006319 | -0.005939 | -0.005281 | -0.004587 | -0.003968 | -0.003403 | -0.003016 | -0.002633 | -0.002264 | -0.00191 | -0.001535 | -0.001303 | -0.00098 | -0.000603 | -0.000313 | 0 | 0.000296 | 0.000734 | 0.000993 | 0.001026 | 0.001249 | 0.001313 | 0.001493 | 0.001554 | 0.001624 | 0.001665 | 0.001645 | 0.001483
-0.010709 | -0.010181 | -0.009588 | -0.009122 | -0.008738 | -0.008353 | -0.007933 | -0.007498 | -0.007069 | -0.006395 | -0.005965 | -0.005358 | -0.004681 | -0.004077 | -0.003507 | -0.003065 | -0.002697 | -0.002382 | -0.00197 | -0.00165 | -0.001349 | -0.001096 | -0.000612 | -0.00034 | 0 | 0.00029 | 0.000733 | 0.000996 | 0.001141 | 0.001346 | 0.001436 | 0.001652 | 0.001639 | 0.00171 | 0.001686 | 0.001713 | 0.001578
-0.010803 | -0.010284 | -0.009701 | -0.009229 | -0.008812 | -0.008427 | -0.008038 | -0.007588 | -0.007105 | -0.006463 | -0.006042 | -0.005398 | -0.004709 | -0.004078 | -0.003509 | -0.003181 | -0.002761 | -0.002379 | -0.001995 | -0.001749 | -0.001389 | -0.001092 | -0.000598 | -0.000383 | 0 | 0.000316 | 0.000733 | 0.001029 | 0.001213 | 0.001435 | 0.001522 | 0.001664 | 0.001684 | 0.00184 | 0.001794 | 0.00186 | 0.001622

## acs181_calData_CC_tcarray
-0.017872 | -0.015656 | -0.018275 | -0.015165 | -0.015225 | -0.016284 | -0.016337 | -0.014178 | -0.014453 | -0.012473 | -0.010115 | -0.011413 | -0.009062 | -0.00694 | -0.009138 | -0.007586 | -0.007579 | -0.004057 | -0.005548 | -0.00168 | -0.000166 | 0.000111 | 0.001066 | 0.002564 | 0 | 0.002496 | 0.004769 | 0.004807 | 0.004175 | 0.008334 | 0.008529 | 0.009201 | 0.008589 | 0.008938 | 0.010469 | 0.009428 | 0.009598
-0.018088 | -0.017525 | -0.01656 | -0.01532 | -0.01593 | -0.015743 | -0.014582 | -0.013686 | -0.011082 | -0.009575 | -0.010401 | -0.010049 | -0.008434 | -0.006672 | -0.00682 | -0.008143 | -0.006535 | -0.006637 | -0.006225 | -0.002892 | -0.002772 | -0.001936 | -0.000539 | -0.000431 | 0 | -0.000581 | -6.9e-05 | 0.00187 | 0.001273 | 0.001901 | 0.003664 | 0.002655 | 0.00287 | 0.003111 | 0.003924 | 0.003617 | 0.004302
-0.017731 | -0.016217 | -0.015743 | -0.01496 | -0.014174 | -0.013879 | -0.012559 | -0.011988 | -0.011702 | -0.009942 | -0.008466 | -0.008282 | -0.007771 | -0.006168 | -0.00737 | -0.006596 | -0.005338 | -0.004781 | -0.00383 | -0.002001 | -0.00213 | -0.001086 | -4.9e-05 | 0.000889 | 0 | 0.001081 | 0.002421 | 0.003092 | 0.002596 | 0.004599 | 0.006095 | 0.004834 | 0.006304 | 0.005462 | 0.006548 | 0.006888 | 0.007858
-0.018546 | -0.016574 | -0.016144 | -0.014046 | -0.014531 | -0.014328 | -0.013209 | -0.012208 | -0.012177 | -0.010306 | -0.00989 | -0.009827 | -0.008287 | -0.00741 | -0.007991 | -0.007908 | -0.007268 | -0.006008 | -0.00536 | -0.002857 | -0.002721 | -0.002957 | -0.000817 | -0.000501 | 0 | 0.000299 | 0.001603 | 0.002191 | 0.00247 | 0.003566 | 0.005185 | 0.005527 | 0.005819 | 0.006515 | 0.007465 | 0.007782 | 0.007748
-0.018302 | -0.017055 | -0.015884 | -0.015235 | -0.014585 | -0.014414 | -0.013782 | -0.013267 | -0.012705 | -0.011218 | -0.011374 | -0.010942 | -0.009768 | -0.00797 | -0.00846 | -0.008083 | -0.00686 | -0.006154 | -0.005406 | -0.003283 | -0.002735 | -0.002081 | -0.000974 | -0.000157 | 0 | 0.000391 | 0.00151 | 0.002752 | 0.002938 | 0.004109 | 0.005097 | 0.004941 | 0.00601 | 0.005263 | 0.006362 | 0.007271 | 0.008027
-0.018295 | -0.017141 | -0.017126 | -0.016224 | -0.015952 | -0.015461 | -0.014892 | -0.014362 | -0.013633 | -0.01304 | -0.011976 | -0.011857 | -0.010351 | -0.009227 | -0.008855 | -0.008161 | -0.007254 | -0.00625 | -0.005986 | -0.004204 | -0.002771 | -0.002415 | -0.001176 | -0.000961 | 0 | 0.000681 | 0.00191 | 0.002821 | 0.003211 | 0.004945 | 0.005535 | 0.00519 | 0.006085 | 0.006252 | 0.006557 | 0.00717 | 0.007486
-0.020648 | -0.019113 | -0.01861 | -0.017155 | -0.017026 | -0.016767 | -0.016194 | -0.015245 | -0.014813 | -0.013362 | -0.012291 | -0.011792 | -0.009826 | -0.009274 | -0.008288 | -0.008134 | -0.007236 | -0.006231 | -0.005701 | -0.003512 | -0.003172 | -0.002516 | -0.000787 | -0.000253 | 0 | 0.00058 | 0.002023 | 0.00274 | 0.003361 | 0.004366 | 0.005423 | 0.005488 | 0.005487 | 0.005419 | 0.006722 | 0.00649 | 0.006523
-0.02027 | -0.019273 | -0.01848 | -0.017736 | -0.017142 | -0.017201 | -0.015863 | -0.01474 | -0.013951 | -0.012588 | -0.011929 | -0.011007 | -0.010026 | -0.008355 | -0.00838 | -0.007796 | -0.006319 | -0.005862 | -0.005395 | -0.003643 | -0.002809 | -0.002253 | -0.000846 | 5e-05 | 0 | 0.000363 | 0.001724 | 0.002582 | 0.003204 | 0.004009 | 0.004651 | 0.005025 | 0.00558 | 0.005332 | 0.005951 | 0.005544 | 0.006478
-0.017846 | -0.016677 | -0.016281 | -0.015372 | -0.015139 | -0.01446 | -0.013564 | -0.012837 | -0.012543 | -0.011306 | -0.010471 | -0.009961 | -0.009262 | -0.008117 | -0.008234 | -0.007492 | -0.006837 | -0.005329 | -0.005293 | -0.003809 | -0.003121 | -0.002316 | -0.001235 | -0.000807 | 0 | 0.000564 | 0.001529 | 0.002555 | 0.002692 | 0.004127 | 0.004813 | 0.00506 | 0.005999 | 0.00613 | 0.006929 | 0.00734 | 0.007466
-0.01445 | -0.013137 | -0.012712 | -0.011713 | -0.01159 | -0.011258 | -0.011159 | -0.010471 | -0.010336 | -0.009699 | -0.009524 | -0.009434 | -0.008669 | -0.007824 | -0.007644 | -0.006957 | -0.006067 | -0.00552 | -0.004765 | -0.003889 | -0.002687 | -0.002269 | -0.000825 | -0.0003 | 0 | 0.001065 | 0.001564 | 0.002476 | 0.003078 | 0.004176 | 0.004796 | 0.005505 | 0.006239 | 0.006432 | 0.007265 | 0.007674 | 0.008215
-0.015069 | -0.013692 | -0.01299 | -0.012479 | -0.012195 | -0.01198 | -0.011667 | -0.011735 | -0.011438 | -0.010895 | -0.010394 | -0.010161 | -0.009086 | -0.008437 | -0.007928 | -0.007212 | -0.006501 | -0.005711 | -0.005153 | -0.003557 | -0.003028 | -0.002013 | -0.001324 | -0.000632 | 0 | 0.000805 | 0.001731 | 0.002582 | 0.003256 | 0.003975 | 0.004867 | 0.00517 | 0.005669 | 0.006297 | 0.006732 | 0.007121 | 0.007683
-0.016959 | -0.015567 | -0.015411 | -0.014366 | -0.014295 | -0.014132 | -0.014007 | -0.013494 | -0.013214 | -0.011955 | -0.011325 | -0.010561 | -0.009533 | -0.008518 | -0.008094 | -0.007462 | -0.006597 | -0.005699 | -0.004771 | -0.003532 | -0.003057 | -0.002215 | -0.00134 | -0.000371 | 0 | 0.000694 | 0.00204 | 0.002719 | 0.003317 | 0.004138 | 0.005093 | 0.004948 | 0.005293 | 0.005661 | 0.005951 | 0.006171 | 0.006398
-0.018594 | -0.017486 | -0.016766 | -0.01622 | -0.015805 | -0.015328 | -0.014786 | -0.013976 | -0.012929 | -0.012107 | -0.011206 | -0.010487 | -0.009506 | -0.008338 | -0.007754 | -0.007005 | -0.006079 | -0.005585 | -0.004782 | -0.003363 | -0.002536 | -0.001814 | -0.001005 | -0.000579 | 0 | 0.000895 | 0.001781 | 0.00274 | 0.003077 | 0.003819 | 0.004432 | 0.004643 | 0.00488 | 0.004493 | 0.004953 | 0.004798 | 0.004787
-0.017714 | -0.01678 | -0.016424 | -0.01567 | -0.015088 | -0.014646 | -0.013642 | -0.012435 | -0.011896 | -0.01089 | -0.010074 | -0.009217 | -0.008217 | -0.007583 | -0.007097 | -0.006449 | -0.005824 | -0.005143 | -0.004339 | -0.003273 | -0.002642 | -0.001988 | -0.001238 | -0.000706 | 0 | 0.000374 | 0.001301 | 0.001908 | 0.002527 | 0.003362 | 0.003865 | 0.004293 | 0.004514 | 0.004747 | 0.005155 | 0.004977 | 0.005098
-0.014026 | -0.012989 | -0.012664 | -0.011584 | -0.011311 | -0.010863 | -0.010378 | -0.009689 | -0.009273 | -0.008643 | -0.008081 | -0.007969 | -0.007158 | -0.006842 | -0.006365 | -0.00599 | -0.005418 | -0.004654 | -0.00429 | -0.003046 | -0.002423 | -0.001639 | -0.001055 | -0.000383 | 0 | 0.000551 | 0.001501 | 0.002208 | 0.002752 | 0.003379 | 0.004269 | 0.004623 | 0.005261 | 0.0056 | 0.006067 | 0.006539 | 0.006467
-0.010863 | -0.00978 | -0.009008 | -0.008595 | -0.008271 | -0.008111 | -0.007919 | -0.007866 | -0.008003 | -0.007542 | -0.007222 | -0.007019 | -0.006921 | -0.006294 | -0.006169 | -0.00565 | -0.005127 | -0.004591 | -0.003894 | -0.003238 | -0.002405 | -0.001769 | -0.000868 | -0.000518 | 0 | 0.000557 | 0.001325 | 0.002115 | 0.002695 | 0.003352 | 0.003994 | 0.004373 | 0.005046 | 0.005458 | 0.006041 | 0.006403 | 0.007078
-0.011548 | -0.010211 | -0.009898 | -0.009203 | -0.009038 | -0.00907 | -0.008969 | -0.009102 | -0.009178 | -0.00875 | -0.008434 | -0.008127 | -0.00761 | -0.007046 | -0.006502 | -0.006075 | -0.005357 | -0.004861 | -0.004116 | -0.003058 | -0.002448 | -0.001855 | -0.001439 | -0.000534 | 0 | 0.000518 | 0.001344 | 0.001904 | 0.002544 | 0.003238 | 0.003769 | 0.00406 | 0.004651 | 0.005013 | 0.005092 | 0.0055 | 0.005813
-0.013995 | -0.012697 | -0.011985 | -0.011422 | -0.011402 | -0.011367 | -0.011084 | -0.010757 | -0.010399 | -0.009829 | -0.009077 | -0.008589 | -0.007725 | -0.006975 | -0.006526 | -0.005861 | -0.005372 | -0.004435 | -0.003968 | -0.003039 | -0.002295 | -0.001669 | -0.000768 | -0.00049 | 0 | 0.000612 | 0.001449 | 0.00211 | 0.002587 | 0.003032 | 0.003532 | 0.003495 | 0.003809 | 0.003511 | 0.003912 | 0.003883 | 0.003741
-0.015416 | -0.014506 | -0.014037 | -0.013724 | -0.013099 | -0.012848 | -0.012125 | -0.011215 | -0.010576 | -0.00974 | -0.008919 | -0.008164 | -0.007339 | -0.006481 | -0.005893 | -0.005398 | -0.004625 | -0.004265 | -0.003516 | -0.002609 | -0.001917 | -0.001515 | -0.000953 | -0.000424 | 0 | 0.000524 | 0.001274 | 0.001907 | 0.002264 | 0.002872 | 0.002958 | 0.003124 | 0.003146 | 0.002948 | 0.002877 | 0.002683 | 0.002499
-0.01302 | -0.012307 | -0.012315 | -0.011591 | -0.011223 | -0.010716 | -0.009968 | -0.009083 | -0.008489 | -0.007765 | -0.007108 | -0.006663 | -0.005999 | -0.005249 | -0.004948 | -0.004647 | -0.004111 | -0.003491 | -0.003139 | -0.002213 | -0.001851 | -0.001178 | -0.000858 | -0.000247 | 0 | 0.000505 | 0.00115 | 0.001581 | 0.002027 | 0.002507 | 0.002814 | 0.003084 | 0.00325 | 0.003497 | 0.003499 | 0.003533 | 0.00317
-0.009701 | -0.008817 | -0.008164 | -0.007707 | -0.007452 | -0.007193 | -0.006658 | -0.006222 | -0.00602 | -0.005599 | -0.005354 | -0.005169 | -0.004939 | -0.004682 | -0.004442 | -0.004002 | -0.003631 | -0.003275 | -0.002802 | -0.002211 | -0.001651 | -0.001406 | -0.000598 | -0.00034 | 0 | 0.000554 | 0.000966 | 0.001555 | 0.002013 | 0.00235 | 0.002981 | 0.003333 | 0.003882 | 0.004072 | 0.004574 | 0.004694 | 0.004883
-0.005552 | -0.004622 | -0.004391 | -0.004155 | -0.003885 | -0.003973 | -0.003909 | -0.004182 | -0.004427 | -0.004323 | -0.004384 | -0.00442 | -0.004328 | -0.004209 | -0.004175 | -0.003892 | -0.003424 | -0.00312 | -0.002692 | -0.002054 | -0.001732 | -0.001252 | -0.000885 | -0.000436 | 0 | 0.000427 | 0.000987 | 0.001461 | 0.001789 | 0.002442 | 0.002897 | 0.003477 | 0.003939 | 0.004382 | 0.00485 | 0.005288 | 0.005792
-0.006103 | -0.004913 | -0.004637 | -0.004183 | -0.004298 | -0.004481 | -0.004813 | -0.00519 | -0.005491 | -0.0054 | -0.005339 | -0.005298 | -0.005041 | -0.004804 | -0.004522 | -0.004286 | -0.003959 | -0.003275 | -0.003018 | -0.002331 | -0.001785 | -0.001298 | -0.000938 | -0.000337 | 0 | 0.000462 | 0.001089 | 0.00151 | 0.001977 | 0.002452 | 0.002886 | 0.003265 | 0.003543 | 0.003966 | 0.004223 | 0.004599 | 0.004835
-0.009446 | -0.008373 | -0.007693 | -0.007634 | -0.007568 | -0.007676 | -0.007687 | -0.007655 | -0.007527 | -0.007165 | -0.00681 | -0.006324 | -0.005841 | -0.005172 | -0.004849 | -0.004323 | -0.003855 | -0.003366 | -0.002807 | -0.002134 | -0.001582 | -0.001197 | -0.000462 | -0.000248 | 0 | 0.000727 | 0.001369 | 0.001806 | 0.002249 | 0.002527 | 0.002785 | 0.002848 | 0.002882 | 0.002607 | 0.002841 | 0.002682 | 0.002723
-0.011916 | -0.011068 | -0.011008 | -0.010663 | -0.010394 | -0.010254 | -0.009844 | -0.009218 | -0.008632 | -0.007984 | -0.007321 | -0.006717 | -0.005942 | -0.005288 | -0.004816 | -0.004457 | -0.003866 | -0.00338 | -0.00283 | -0.002038 | -0.001606 | -0.001055 | -0.000883 | -0.000382 | 0 | 0.000395 | 0.001065 | 0.001501 | 0.001744 | 0.002192 | 0.002228 | 0.002191 | 0.002067 | 0.001884 | 0.001571 | 0.001392 | 0.000906
-0.01162 | -0.01099 | -0.010887 | -0.010342 | -0.010159 | -0.009762 | -0.009131 | -0.008069 | -0.007464 | -0.006833 | -0.006142 | -0.005561 | -0.004864 | -0.004358 | -0.004002 | -0.003598 | -0.003288 | -0.002842 | -0.00247 | -0.001845 | -0.001372 | -0.000961 | -0.000585 | -0.000231 | 0 | 0.000423 | 0.000915 | 0.00128 | 0.001605 | 0.001873 | 0.002061 | 0.002066 | 0.002058 | 0.00184 | 0.001793 | 0.001515 | 0.000968
-0.008275 | -0.007734 | -0.007476 | -0.007309 | -0.006882 | -0.006571 | -0.005939 | -0.005367 | -0.004985 | -0.004562 | -0.004221 | -0.004008 | -0.003714 | -0.003436 | -0.003269 | -0.00306 | -0.002661 | -0.002407 | -0.002003 | -0.001539 | -0.001172 | -0.000951 | -0.000482 | -0.000238 | 0 | 0.000481 | 0.000841 | 0.001195 | 0.001494 | 0.001827 | 0.002189 | 0.002438 | 0.002805 | 0.002765 | 0.003001 | 0.002915 | 0.0029
-0.004074 | -0.003276 | -0.003218 | -0.002843 | -0.002735 | -0.002716 | -0.002568 | -0.002616 | -0.002743 | -0.00274 | -0.002793 | -0.002923 | -0.002939 | -0.00301 | -0.002955 | -0.002867 | -0.002596 | -0.002302 | -0.002052 | -0.00164 | -0.001389 | -0.000951 | -0.000772 | -0.00033 | 0 | 0.000176 | 0.000582 | 0.000926 | 0.001225 | 0.001738 | 0.002104 | 0.002624 | 0.003056 | 0.003607 | 0.003896 | 0.004348 | 0.004507
-0.001545 | -0.00062 | -0.000242 | -0.000123 | -0.000299 | -0.000503 | -0.000965 | -0.001524 | -0.002012 | -0.002184 | -0.002461 | -0.002678 | -0.002822 | -0.00288 | -0.00289 | -0.002702 | -0.002575 | -0.002108 | -0.001921 | -0.001498 | -0.001159 | -0.000914 | -0.000463 | -0.000165 | 0 | 0.00051 | 0.000857 | 0.001222 | 0.001649 | 0.001998 | 0.002401 | 0.00277 | 0.003313 | 0.003654 | 0.004264 | 0.004637 | 0.005089
-0.00283 | -0.001978 | -0.001721 | -0.00188 | -0.001899 | -0.0023 | -0.002702 | -0.003318 | -0.003666 | -0.003715 | -0.003788 | -0.003892 | -0.003796 | -0.003637 | -0.003451 | -0.003194 | -0.002858 | -0.002668 | -0.002127 | -0.001672 | -0.001235 | -0.000845 | -0.000477 | -0.000267 | 0 | 0.000483 | 0.001002 | 0.001452 | 0.001714 | 0.002122 | 0.002333 | 0.002593 | 0.002828 | 0.00295 | 0.00318 | 0.00334 | 0.003641
-0.006313 | -0.005528 | -0.005513 | -0.005378 | -0.005558 | -0.005786 | -0.00592 | -0.006036 | -0.005986 | -0.005705 | -0.005442 | -0.005191 | -0.00472 | -0.004363 | -0.003997 | -0.003738 | -0.003384 | -0.002859 | -0.002454 | -0.001807 | -0.001404 | -0.00095 | -0.000768 | -0.000349 | 0 | 0.000387 | 0.001 | 0.001341 | 0.001633 | 0.001996 | 0.001999 | 0.001974 | 0.001827 | 0.001735 | 0.001552 | 0.001376 | 0.001138
-0.008873 | -0.008465 | -0.008342 | -0.008306 | -0.008257 | -0.00823 | -0.007934 | -0.007393 | -0.006903 | -0.006386 | -0.005809 | -0.005293 | -0.004592 | -0.003991 | -0.003615 | -0.003208 | -0.002942 | -0.002511 | -0.002087 | -0.001502 | -0.001045 | -0.000767 | -0.000312 | -0.000126 | 0 | 0.00061 | 0.001103 | 0.001485 | 0.001757 | 0.001814 | 0.001812 | 0.001633 | 0.001385 | 0.000824 | 0.000649 | 0.000162 | -0.000463
-0.008666 | -0.008502 | -0.008756 | -0.008688 | -0.008422 | -0.008169 | -0.007603 | -0.006689 | -0.006047 | -0.005506 | -0.004979 | -0.004515 | -0.003988 | -0.003572 | -0.003283 | -0.003037 | -0.002668 | -0.002395 | -0.001928 | -0.001438 | -0.001069 | -0.000688 | -0.000445 | -0.000293 | 0 | 0.000371 | 0.000806 | 0.001126 | 0.001292 | 0.001546 | 0.001549 | 0.001546 | 0.001365 | 0.00107 | 0.000668 | 0.000208 | -0.000495
-0.005466 | -0.005375 | -0.005644 | -0.005342 | -0.005312 | -0.005135 | -0.00458 | -0.003904 | -0.003542 | -0.003236 | -0.002983 | -0.00283 | -0.002568 | -0.002463 | -0.002351 | -0.002278 | -0.002053 | -0.00176 | -0.001575 | -0.001127 | -0.000937 | -0.000607 | -0.000479 | -0.000168 | 0 | 0.000322 | 0.000652 | 0.000899 | 0.001113 | 0.001392 | 0.001529 | 0.001626 | 0.001657 | 0.001756 | 0.001643 | 0.001439 | 0.000982
-0.000621 | -0.000503 | -0.000569 | -0.000694 | -0.000658 | -0.000753 | -0.000654 | -0.000654 | -0.000772 | -0.000837 | -0.001011 | -0.001228 | -0.001359 | -0.001482 | -0.001602 | -0.001591 | -0.001496 | -0.001355 | -0.001161 | -0.00098 | -0.000687 | -0.000602 | -0.000239 | -0.000107 | 0 | 0.000418 | 0.00067 | 0.000865 | 0.00112 | 0.001384 | 0.001697 | 0.002067 | 0.002466 | 0.002675 | 0.003039 | 0.003091 | 0.003128
0.002892 | 0.003256 | 0.003022 | 0.002882 | 0.002698 | 0.002358 | 0.001964 | 0.001287 | 0.000707 | 0.000428 | -5.8e-05 | -0.000582 | -0.000993 | -0.001368 | -0.001546 | -0.001646 | -0.001529 | -0.001442 | -0.001296 | -0.000959 | -0.000857 | -0.000638 | -0.000542 | -0.00026 | 0 | 0.000162 | 0.00053 | 0.000688 | 0.000927 | 0.001347 | 0.001616 | 0.002235 | 0.002729 | 0.003219 | 0.003546 | 0.003854 | 0.004247
0.003722 | 0.004217 | 0.004247 | 0.004074 | 0.003579 | 0.00298 | 0.002292 | 0.001293 | 0.000567 | 0.000144 | -0.000412 | -0.00085 | -0.001221 | -0.001488 | -0.001607 | -0.001669 | -0.001615 | -0.001361 | -0.001272 | -0.000972 | -0.000768 | -0.000603 | -0.000401 | -0.000102 | 0 | 0.00036 | 0.00073 | 0.001011 | 0.00128 | 0.001582 | 0.00184 | 0.002158 | 0.002489 | 0.002904 | 0.003323 | 0.003603 | 0.00397
0.001487 | 0.002018 | 0.00201 | 0.001617 | 0.001316 | 0.000736 | 4.4e-05 | -0.000762 | -0.001332 | -0.001526 | -0.001814 | -0.002094 | -0.002143 | -0.002154 | -0.002127 | -0.002048 | -0.001948 | -0.001728 | -0.001389 | -0.00107 | -0.000774 | -0.000523 | -0.00027 | -0.00015 | 0 | 0.000444 | 0.000922 | 0.001198 | 0.001416 | 0.00164 | 0.001794 | 0.001916 | 0.002035 | 0.002062 | 0.002211 | 0.002197 | 0.002326
-0.001918 | -0.001538 | -0.001769 | -0.001979 | -0.002318 | -0.002716 | -0.003066 | -0.003383 | -0.003483 | -0.003444 | -0.003403 | -0.00328 | -0.002995 | -0.002825 | -0.002651 | -0.002554 | -0.002299 | -0.002001 | -0.001669 | -0.001175 | -0.000907 | -0.000546 | -0.000474 | -0.000237 | 0 | 0.000314 | 0.000872 | 0.001142 | 0.001303 | 0.001553 | 0.001425 | 0.001353 | 0.001123 | 0.000936 | 0.000595 | 0.000302 | -1.9e-05
-0.004929 | -0.004794 | -0.004958 | -0.005077 | -0.005261 | -0.005405 | -0.005349 | -0.004973 | -0.004642 | -0.004289 | -0.003946 | -0.003527 | -0.003075 | -0.002667 | -0.002429 | -0.002205 | -0.002054 | -0.001705 | -0.001398 | -0.000977 | -0.000617 | -0.000408 | -0.000245 | -9.9e-05 | 0 | 0.000521 | 0.001023 | 0.001317 | 0.001404 | 0.001428 | 0.001269 | 0.00091 | 0.000534 | -1.2e-05 | -0.000452 | -0.000992 | -0.00172
-0.005944 | -0.006045 | -0.006438 | -0.00656 | -0.006474 | -0.006388 | -0.005965 | -0.005173 | -0.004551 | -0.004087 | -0.003628 | -0.003237 | -0.002725 | -0.002341 | -0.002137 | -0.001985 | -0.001788 | -0.001591 | -0.001207 | -0.000836 | -0.000581 | -0.00031 | -0.00021 | -0.000134 | 0 | 0.000365 | 0.000821 | 0.000969 | 0.001037 | 0.001123 | 0.000946 | 0.000746 | 0.000358 | -0.000197 | -0.000769 | -0.001399 | -0.00227
-0.004363 | -0.004533 | -0.004947 | -0.004882 | -0.004863 | -0.004682 | -0.004184 | -0.003407 | -0.002862 | -0.002479 | -0.002166 | -0.001912 | -0.001615 | -0.00149 | -0.001441 | -0.001356 | -0.001254 | -0.00103 | -0.000827 | -0.000543 | -0.000408 | -0.000284 | -0.000227 | -9.4e-05 | 0 | 0.00025 | 0.00056 | 0.000701 | 0.000735 | 0.00085 | 0.000798 | 0.000675 | 0.000425 | 0.000157 | -0.000253 | -0.00078 | -0.001468
-0.000906 | -0.001023 | -0.001347 | -0.001373 | -0.001381 | -0.00131 | -0.001004 | -0.000567 | -0.000349 | -0.000218 | -0.000223 | -0.000264 | -0.000299 | -0.000374 | -0.00049 | -0.000549 | -0.00057 | -0.000466 | -0.000397 | -0.000295 | -0.000175 | -0.000159 | -7.6e-05 | -1.9e-05 | 0 | 0.000292 | 0.000478 | 0.000577 | 0.000632 | 0.000771 | 0.000832 | 0.000944 | 0.001041 | 0.001025 | 0.000958 | 0.000756 | 0.000425
0.002991 | 0.002995 | 0.002636 | 0.002484 | 0.002399 | 0.002237 | 0.002151 | 0.002056 | 0.001804 | 0.001616 | 0.001279 | 0.00086 | 0.000524 | 0.000166 | -0.000102 | -0.000264 | -0.000336 | -0.000341 | -0.00032 | -0.000211 | -0.000243 | -0.000179 | -0.000147 | -9.9e-05 | 0 | 0.000157 | 0.000318 | 0.000329 | 0.000422 | 0.00069 | 0.000873 | 0.001272 | 0.001645 | 0.001905 | 0.002116 | 0.002211 | 0.00231
0.004714 | 0.004894 | 0.004599 | 0.004375 | 0.004081 | 0.00368 | 0.003218 | 0.002529 | 0.001942 | 0.00155 | 0.001001 | 0.000455 | -2.7e-05 | -0.000423 | -0.000655 | -0.000781 | -0.000868 | -0.000743 | -0.000692 | -0.000548 | -0.000478 | -0.000353 | -0.000279 | -7.6e-05 | 0 | 0.000249 | 0.000454 | 0.00056 | 0.000707 | 0.000975 | 0.001231 | 0.001712 | 0.002154 | 0.002609 | 0.002956 | 0.003173 | 0.003395
0.005861 | 0.006181 | 0.006089 | 0.00576 | 0.005308 | 0.004667 | 0.003909 | 0.002846 | 0.00202 | 0.001542 | 0.000868 | 0.000264 | -0.000231 | -0.000653 | -0.00088 | -0.001032 | -0.000975 | -0.000921 | -0.0008 | -0.000646 | -0.000544 | -0.000465 | -0.000293 | -0.000146 | 0 | 0.000275 | 0.000542 | 0.000689 | 0.000833 | 0.001078 | 0.001312 | 0.001713 | 0.002199 | 0.002636 | 0.003016 | 0.003271 | 0.003656
0.004822 | 0.005211 | 0.005004 | 0.0046 | 0.004129 | 0.003438 | 0.002598 | 0.001514 | 0.000769 | 0.000359 | -0.000176 | -0.00068 | -0.001016 | -0.001219 | -0.0013 | -0.001376 | -0.001337 | -0.001138 | -0.000969 | -0.000742 | -0.000603 | -0.000427 | -0.000332 | -0.000182 | 0 | 0.000348 | 0.000723 | 0.000859 | 0.001006 | 0.001232 | 0.001369 | 0.001637 | 0.001828 | 0.002148 | 0.002337 | 0.002482 | 0.002701
0.001977 | 0.002327 | 0.002117 | 0.001752 | 0.00129 | 0.00071 | 5.4e-05 | -0.000697 | -0.001137 | -0.0013 | -0.001573 | -0.001742 | -0.00177 | -0.001792 | -0.001748 | -0.001715 | -0.001607 | -0.001408 | -0.001159 | -0.000786 | -0.000566 | -0.000362 | -0.000282 | -0.000127 | 0 | 0.000421 | 0.000838 | 0.001039 | 0.001169 | 0.001273 | 0.001253 | 0.001256 | 0.001222 | 0.001145 | 0.001081 | 0.000929 | 0.000803
-0.001575 | -0.001414 | -0.001637 | -0.00197 | -0.002271 | -0.002675 | -0.002983 | -0.003145 | -0.00315 | -0.003053 | -0.002993 | -0.002859 | -0.002587 | -0.002365 | -0.002189 | -0.002062 | -0.001872 | -0.001589 | -0.001251 | -0.000879 | -0.000585 | -0.000353 | -0.000263 | -0.000143 | 0 | 0.000434 | 0.000926 | 0.001144 | 0.001174 | 0.001244 | 0.001105 | 0.000865 | 0.000539 | 0.000202 | -0.000153 | -0.000643 | -0.001166
-0.004299 | -0.004394 | -0.004789 | -0.004951 | -0.005135 | -0.005253 | -0.005129 | -0.004729 | -0.004311 | -0.003979 | -0.003604 | -0.003207 | -0.002725 | -0.002313 | -0.002065 | -0.001928 | -0.001782 | -0.001481 | -0.00116 | -0.000747 | -0.000471 | -0.000263 | -0.000207 | -0.000116 | 0 | 0.00043 | 0.000924 | 0.001091 | 0.001077 | 0.001074 | 0.000868 | 0.000546 | 7.7e-05 | -0.000472 | -0.001085 | -0.001762 | -0.002633
-0.005108 | -0.005399 | -0.005938 | -0.006107 | -0.006193 | -0.006097 | -0.005679 | -0.004929 | -0.004331 | -0.003879 | -0.003449 | -0.003024 | -0.002541 | -0.002198 | -0.001988 | -0.001808 | -0.001636 | -0.001355 | -0.00105 | -0.000679 | -0.000426 | -0.000261 | -0.000212 | -0.000118 | 0 | 0.000366 | 0.000796 | 0.00095 | 0.000933 | 0.000883 | 0.000709 | 0.000406 | -5.9e-05 | -0.000628 | -0.001205 | -0.001973 | -0.002967
-0.003851 | -0.004199 | -0.004718 | -0.004756 | -0.004777 | -0.004725 | -0.004305 | -0.003558 | -0.002999 | -0.002592 | -0.002274 | -0.002026 | -0.001697 | -0.001479 | -0.001355 | -0.001301 | -0.001193 | -0.001005 | -0.000793 | -0.000523 | -0.00034 | -0.000194 | -0.000162 | -0.000108 | 0 | 0.000315 | 0.00065 | 0.000726 | 0.000761 | 0.000791 | 0.000688 | 0.00054 | 0.000236 | -9.2e-05 | -0.00061 | -0.00123 | -0.002095
-0.001008 | -0.00132 | -0.001804 | -0.001921 | -0.00194 | -0.001869 | -0.001534 | -0.00104 | -0.0009 | -0.000805 | -0.000735 | -0.000744 | -0.000688 | -0.000742 | -0.0008 | -0.000856 | -0.000799 | -0.000704 | -0.000573 | -0.000348 | -0.000257 | -0.00018 | -0.000131 | -6.3e-05 | 0 | 0.000253 | 0.000508 | 0.000539 | 0.000573 | 0.00063 | 0.000687 | 0.00074 | 0.000748 | 0.000669 | 0.000476 | 7.5e-05 | -0.000454
0.002695 | 0.002503 | 0.00207 | 0.001874 | 0.001745 | 0.001613 | 0.001639 | 0.001583 | 0.001306 | 0.001143 | 0.000852 | 0.000531 | 0.000297 | 1.4e-05 | -0.000182 | -0.000383 | -0.0004 | -0.000316 | -0.000305 | -0.000207 | -0.000206 | -0.000156 | -0.000179 | -0.0001 | 0 | 0.000245 | 0.000411 | 0.000468 | 0.000514 | 0.000673 | 0.000782 | 0.0011 | 0.001357 | 0.001612 | 0.001679 | 0.001646 | 0.0015
0.005952 | 0.00596 | 0.005592 | 0.005327 | 0.005024 | 0.004556 | 0.004053 | 0.003422 | 0.002911 | 0.002569 | 0.002001 | 0.001411 | 0.00088 | 0.000392 | 9.5e-05 | -0.000114 | -0.000252 | -0.000205 | -0.000213 | -0.000144 | -0.000149 | -0.000173 | -0.000148 | -5.9e-05 | 0 | 0.000191 | 0.00037 | 0.000359 | 0.000487 | 0.000688 | 0.000943 | 0.001391 | 0.001851 | 0.002337 | 0.002644 | 0.002862 | 0.003074
0.00791 | 0.008085 | 0.007793 | 0.007295 | 0.006784 | 0.006165 | 0.005416 | 0.004369 | 0.003536 | 0.003042 | 0.002288 | 0.001613 | 0.00098 | 0.000431 | 9.8e-05 | -0.000129 | -0.000257 | -0.000232 | -0.000249 | -0.000223 | -0.000238 | -0.000234 | -0.000195 | -9.1e-05 | 0 | 0.000227 | 0.000424 | 0.000481 | 0.000619 | 0.000821 | 0.001127 | 0.00162 | 0.00211 | 0.002679 | 0.003083 | 0.0034 | 0.003857
0.007756 | 0.007971 | 0.007734 | 0.007269 | 0.006721 | 0.00597 | 0.005065 | 0.00382 | 0.00294 | 0.002415 | 0.001682 | 0.000967 | 0.000423 | 4e-06 | -0.000261 | -0.000467 | -0.000523 | -0.000462 | -0.000403 | -0.000284 | -0.000263 | -0.000202 | -0.000189 | -8.4e-05 | 0 | 0.000288 | 0.000548 | 0.000648 | 0.000757 | 0.001027 | 0.001223 | 0.001637 | 0.002052 | 0.002511 | 0.002838 | 0.003157 | 0.003584
0.006066 | 0.006337 | 0.006112 | 0.00562 | 0.005056 | 0.00433 | 0.003417 | 0.002329 | 0.001587 | 0.001173 | 0.000613 | 0.000132 | -0.000212 | -0.000528 | -0.000693 | -0.00082 | -0.000865 | -0.000768 | -0.000662 | -0.000453 | -0.000313 | -0.00024 | -0.000224 | -0.000112 | 0 | 0.00038 | 0.000722 | 0.000877 | 0.001002 | 0.001165 | 0.001267 | 0.001497 | 0.001642 | 0.001907 | 0.002045 | 0.002155 | 0.002396
0.00314 | 0.003313 | 0.002991 | 0.002525 | 0.001984 | 0.001335 | 0.000625 | -0.000139 | -0.000564 | -0.000719 | -0.001002 | -0.001255 | -0.001309 | -0.00137 | -0.001365 | -0.001369 | -0.001289 | -0.001156 | -0.000929 | -0.000647 | -0.000435 | -0.000314 | -0.000233 | -0.000147 | 0 | 0.00042 | 0.000873 | 0.001029 | 0.001104 | 0.001207 | 0.001177 | 0.001183 | 0.001106 | 0.001022 | 0.000901 | 0.000745 | 0.000631
0.000132 | 0.000159 | -0.000263 | -0.000631 | -0.001018 | -0.001487 | -0.001857 | -0.002094 | -0.002177 | -0.002124 | -0.002127 | -0.002097 | -0.001871 | -0.001758 | -0.001648 | -0.001597 | -0.001569 | -0.001261 | -0.000989 | -0.000623 | -0.000382 | -0.000209 | -0.000213 | -0.000102 | 0 | 0.000447 | 0.000911 | 0.001093 | 0.001149 | 0.001213 | 0.001073 | 0.000886 | 0.000557 | 0.000243 | -0.000171 | -0.000587 | -0.001075
-0.002296 | -0.002572 | -0.003019 | -0.003363 | -0.003661 | -0.003906 | -0.00393 | -0.003686 | -0.003395 | -0.003125 | -0.002893 | -0.002633 | -0.002247 | -0.00199 | -0.001817 | -0.001707 | -0.001569 | -0.001336 | -0.001027 | -0.00066 | -0.000378 | -0.000214 | -0.000112 | -7.2e-05 | 0 | 0.000492 | 0.001003 | 0.001172 | 0.001218 | 0.001177 | 0.000968 | 0.000691 | 0.000242 | -0.00032 | -0.000888 | -0.001552 | -0.002327
-0.003689 | -0.004098 | -0.004735 | -0.004988 | -0.005136 | -0.005227 | -0.004955 | -0.004335 | -0.003799 | -0.003395 | -0.003074 | -0.002739 | -0.002271 | -0.00199 | -0.001779 | -0.00167 | -0.00152 | -0.0013 | -0.001011 | -0.000633 | -0.000388 | -0.000244 | -0.000184 | -0.000107 | 0 | 0.00045 | 0.0009 | 0.001029 | 0.00105 | 0.001043 | 0.000817 | 0.000503 | 2e-05 | -0.000546 | -0.001233 | -0.001923 | -0.002857
-0.003511 | -0.004004 | -0.004608 | -0.004815 | -0.004908 | -0.004863 | -0.004486 | -0.003687 | -0.003149 | -0.002774 | -0.002449 | -0.002184 | -0.001768 | -0.001526 | -0.001394 | -0.001325 | -0.00129 | -0.001051 | -0.000776 | -0.00044 | -0.000247 | -0.000108 | -0.000146 | -6.5e-05 | 0 | 0.000368 | 0.000717 | 0.000909 | 0.000927 | 0.000974 | 0.000831 | 0.00057 | 0.000176 | -0.000295 | -0.000907 | -0.001558 | -0.002501
-0.001687 | -0.002252 | -0.002886 | -0.003101 | -0.003154 | -0.003111 | -0.002739 | -0.002088 | -0.001644 | -0.001389 | -0.001246 | -0.001089 | -0.000914 | -0.000853 | -0.00086 | -0.000858 | -0.00083 | -0.000749 | -0.000566 | -0.000308 | -0.000185 | -0.000129 | -7.3e-05 | -2.6e-05 | 0 | 0.000405 | 0.000718 | 0.000805 | 0.000809 | 0.000852 | 0.000812 | 0.000737 | 0.000566 | 0.000207 | -0.000207 | -0.000751 | -0.001409
0.000901 | 0.000423 | -0.000254 | -0.000424 | -0.0006 | -0.000692 | -0.000472 | -7e-05 | 0.000109 | 0.000157 | 9.2e-05 | -0.000104 | -0.000139 | -0.00029 | -0.000403 | -0.000598 | -0.000572 | -0.000471 | -0.000393 | -0.000268 | -0.000215 | -0.000139 | -0.000215 | -0.000169 | 0 | 0.0002 | 0.000464 | 0.000436 | 0.000536 | 0.000699 | 0.000808 | 0.000934 | 0.000961 | 0.000961 | 0.000761 | 0.000507 | 3.5e-05
0.003982 | 0.003653 | 0.003184 | 0.002876 | 0.002625 | 0.002435 | 0.002341 | 0.002191 | 0.001996 | 0.001901 | 0.001539 | 0.001129 | 0.000806 | 0.000434 | 0.000239 | 1.3e-05 | -0.000175 | -8.9e-05 | -6.7e-05 | 3.9e-05 | 5e-06 | -5.8e-05 | -5.8e-05 | 1.5e-05 | 0 | 0.000286 | 0.000455 | 0.000517 | 0.000642 | 0.00079 | 0.001014 | 0.001287 | 0.001563 | 0.001784 | 0.00188 | 0.001872 | 0.001795
0.007198 | 0.007002 | 0.006519 | 0.00607 | 0.005777 | 0.005277 | 0.004817 | 0.00424 | 0.003756 | 0.003355 | 0.00269 | 0.002071 | 0.00151 | 0.000912 | 0.000503 | 0.000247 | 0.000138 | -2.6e-05 | -4.2e-05 | 3e-05 | -5.1e-05 | -8.1e-05 | -9.3e-05 | -8.3e-05 | 0 | 0.000271 | 0.000413 | 0.000436 | 0.000512 | 0.000792 | 0.001008 | 0.001576 | 0.002048 | 0.002451 | 0.002712 | 0.002969 | 0.003213
0.008861 | 0.008955 | 0.008504 | 0.008123 | 0.007589 | 0.006923 | 0.006262 | 0.005332 | 0.004502 | 0.003958 | 0.003179 | 0.002353 | 0.001608 | 0.001054 | 0.00065 | 0.000258 | 2.9e-05 | 6.2e-05 | -5.4e-05 | -5.4e-05 | -8.6e-05 | -0.000204 | -0.000211 | -8.8e-05 | 0 | 0.000117 | 0.000324 | 0.000327 | 0.000495 | 0.000854 | 0.001163 | 0.001709 | 0.002254 | 0.002905 | 0.003274 | 0.003657 | 0.004151
0.010117 | 0.010244 | 0.010047 | 0.009449 | 0.008879 | 0.008145 | 0.007144 | 0.005881 | 0.004931 | 0.004333 | 0.003365 | 0.00255 | 0.001828 | 0.001144 | 0.000766 | 0.000368 | 0.000228 | 0.000155 | 0.000108 | 0.000105 | -1.8e-05 | -2.5e-05 | -7.5e-05 | 8e-06 | 0 | 0.000305 | 0.00046 | 0.000553 | 0.000719 | 0.000933 | 0.001231 | 0.001763 | 0.002295 | 0.00282 | 0.003363 | 0.003776 | 0.004381
0.009989 | 0.010247 | 0.00989 | 0.009304 | 0.008743 | 0.007825 | 0.006801 | 0.00544 | 0.004487 | 0.003809 | 0.002953 | 0.002117 | 0.001439 | 0.000881 | 0.000472 | 0.000135 | -8e-06 | -9.4e-05 | -0.000196 | -6.3e-05 | -0.000153 | -0.000131 | -0.000122 | -6.8e-05 | 0 | 0.000275 | 0.000549 | 0.000565 | 0.00071 | 0.00107 | 0.001303 | 0.001742 | 0.002257 | 0.002756 | 0.003117 | 0.003434 | 0.004075
0.008756 | 0.009091 | 0.008816 | 0.008317 | 0.007574 | 0.006686 | 0.005712 | 0.004404 | 0.003449 | 0.00301 | 0.002234 | 0.001527 | 0.001012 | 0.000512 | 0.000214 | -0.000101 | -0.000232 | -0.000124 | -0.000172 | -0.000104 | -6e-05 | -8.1e-05 | -0.000148 | -5.1e-05 | 0 | 0.000274 | 0.000552 | 0.000672 | 0.00079 | 0.001077 | 0.001163 | 0.001542 | 0.001796 | 0.002212 | 0.002431 | 0.002689 | 0.00313
0.007209 | 0.007364 | 0.007102 | 0.00642 | 0.005844 | 0.005085 | 0.004044 | 0.00302 | 0.00236 | 0.001885 | 0.001343 | 0.000827 | 0.00041 | 0.000155 | -1e-05 | -0.000161 | -0.000293 | -0.000429 | -0.000271 | -0.000118 | 1.6e-05 | 3.5e-05 | -3.4e-05 | 5.3e-05 | 0 | 0.000442 | 0.000783 | 0.000899 | 0.00097 | 0.001158 | 0.00119 | 0.001322 | 0.001426 | 0.001392 | 0.001549 | 0.00159 | 0.00184
0.00448 | 0.004638 | 0.004133 | 0.003673 | 0.003106 | 0.002334 | 0.001632 | 0.000949 | 0.000534 | 0.000313 | -5.6e-05 | -0.000345 | -0.000481 | -0.000668 | -0.000719 | -0.000883 | -0.000853 | -0.000828 | -0.000601 | -0.000457 | -0.000332 | -0.000177 | -0.000157 | -0.000257 | 0 | 0.000273 | 0.000748 | 0.000803 | 0.000842 | 0.001071 | 0.001005 | 0.001013 | 0.000881 | 0.00079 | 0.000623 | 0.000383 | 0.000335
0.001864 | 0.00191 | 0.001563 | 0.001089 | 0.000626 | 0.000135 | -0.000287 | -0.000692 | -0.000839 | -0.000772 | -0.000914 | -0.001013 | -0.000888 | -0.000841 | -0.000818 | -0.000911 | -0.000879 | -0.000736 | -0.000604 | -0.000253 | -0.000154 | -3.4e-05 | -9.5e-05 | 1.1e-05 | 0 | 0.000335 | 0.000796 | 0.001084 | 0.001164 | 0.001158 | 0.000995 | 0.000872 | 0.000478 | 0.000139 | -0.000224 | -0.000558 | -0.000956
0.000237 | 3e-05 | -0.000531 | -0.001077 | -0.001334 | -0.001666 | -0.002069 | -0.001936 | -0.001802 | -0.001582 | -0.001544 | -0.001469 | -0.001166 | -0.001042 | -0.001023 | -0.000939 | -0.001023 | -0.000876 | -0.000678 | -0.000284 | -0.000124 | -0.000119 | -6.5e-05 | -5.7e-05 | 0 | 0.000497 | 0.001038 | 0.001026 | 0.001031 | 0.001263 | 0.001042 | 0.000702 | 0.000373 | -0.000237 | -0.000839 | -0.001431 | -0.001952
-0.00184 | -0.002115 | -0.002711 | -0.002997 | -0.003295 | -0.003679 | -0.003517 | -0.003179 | -0.002783 | -0.002568 | -0.002195 | -0.002059 | -0.001745 | -0.001453 | -0.00142 | -0.00145 | -0.001189 | -0.001069 | -0.000877 | -0.000568 | -0.000385 | -6.2e-05 | -0.000202 | -0.000314 | 0 | 0.000264 | 0.000765 | 0.0009 | 0.000955 | 0.001041 | 0.000756 | 0.000381 | -0.000113 | -0.000664 | -0.001343 | -0.00198 | -0.002853
-0.002456 | -0.002806 | -0.003373 | -0.003683 | -0.003937 | -0.003937 | -0.003654 | -0.003099 | -0.002705 | -0.002276 | -0.002085 | -0.001654 | -0.001303 | -0.001019 | -0.000783 | -0.000937 | -0.000959 | -0.000697 | -0.000541 | -0.000118 | -2.2e-05 | -1e-05 | 2.4e-05 | 0.000136 | 0 | 0.000411 | 0.000897 | 0.00111 | 0.00109 | 0.001106 | 0.000735 | 0.000408 | -8.4e-05 | -0.000787 | -0.00141 | -0.002187 | -0.00307
-0.002187 | -0.002751 | -0.003498 | -0.003814 | -0.003855 | -0.003864 | -0.003644 | -0.002901 | -0.002285 | -0.001961 | -0.00167 | -0.001517 | -0.001151 | -0.00093 | -0.00092 | -0.000768 | -0.000879 | -0.000819 | -0.000678 | -0.000388 | -9.6e-05 | 1.5e-05 | 1.2e-05 | -0.000134 | 0 | 0.000436 | 0.000847 | 0.000761 | 0.000772 | 0.000946 | 0.000698 | 0.000328 | -2.4e-05 | -0.000692 | -0.001386 | -0.002186 | -0.003056
-0.002711 | -0.002978 | -0.003556 | -0.003759 | -0.003864 | -0.003914 | -0.003393 | -0.002663 | -0.002197 | -0.001794 | -0.001566 | -0.00128 | -0.000959 | -0.000922 | -0.000872 | -0.000959 | -0.000955 | -0.000737 | -0.000486 | -0.000277 | -0.000306 | -6.6e-05 | -0.000102 | -0.000197 | 0 | 0.000183 | 0.000515 | 0.000521 | 0.00063 | 0.000725 | 0.000528 | 0.000386 | -0.000123 | -0.000523 | -0.001135 | -0.001829 | -0.002625

## Sheet1
CC_taarray =
-0.13339 | -0.1283 | -0.12121 | -0.11544 | -0.10932 | -0.10273 | -0.098096 | -0.092057 | -0.088489 | -0.082069 | -0.077631 | -0.069895 | -0.064275 | -0.057925 | -0.051915 | -0.047827 | -0.041803 | -0.037365 | -0.029727 | -0.025814 | -0.021479 | -0.016879 | -0.009164 | -0.005017 | 0 | 0.004619 | 0.008874 | 0.014628 | 0.020883 | 0.02732 | 0.031619 | 0.038134 | 0.042728 | 0.046838 | 0.051693 | 0.055396 | 0.059284
-0.12272 | -0.11743 | -0.11073 | -0.10542 | -0.099817 | -0.093832 | -0.088802 | -0.08396 | -0.080602 | -0.075017 | -0.070482 | -0.063733 | -0.057808 | -0.052783 | -0.047989 | -0.043358 | -0.03801 | -0.033705 | -0.027756 | -0.023731 | -0.018977 | -0.015004 | -0.009187 | -0.005107 | 0 | 0.003408 | 0.008356 | 0.012723 | 0.018245 | 0.023652 | 0.028216 | 0.03398 | 0.038017 | 0.041364 | 0.045887 | 0.049458 | 0.052031
-0.10699 | -0.10224 | -0.096417 | -0.091636 | -0.086532 | -0.081644 | -0.077416 | -0.073021 | -0.069575 | -0.064738 | -0.06045 | -0.054571 | -0.049646 | -0.044887 | -0.040302 | -0.03698 | -0.032372 | -0.028364 | -0.023154 | -0.019774 | -0.015708 | -0.012255 | -0.006666 | -0.003334 | 0 | 0.004137 | 0.007786 | 0.012102 | 0.016644 | 0.021174 | 0.025054 | 0.030087 | 0.033525 | 0.036459 | 0.039637 | 0.0427 | 0.045156
-0.093689 | -0.088746 | -0.083397 | -0.079143 | -0.074713 | -0.070337 | -0.066791 | -0.062947 | -0.060017 | -0.055721 | -0.052323 | -0.047098 | -0.042724 | -0.038676 | -0.034782 | -0.031714 | -0.028037 | -0.024652 | -0.020039 | -0.017152 | -0.013931 | -0.010797 | -0.006407 | -0.0036 | 0 | 0.002973 | 0.006477 | 0.009697 | 0.013632 | 0.017905 | 0.020714 | 0.024865 | 0.02735 | 0.030129 | 0.032958 | 0.035169 | 0.037353
-0.082291 | -0.077827 | -0.073059 | -0.069 | -0.06529 | -0.061061 | -0.057915 | -0.054424 | -0.052349 | -0.048246 | -0.045154 | -0.040639 | -0.036659 | -0.033316 | -0.029841 | -0.027271 | -0.02376 | -0.021243 | -0.017476 | -0.014735 | -0.012293 | -0.009883 | -0.005629 | -0.003287 | 0 | 0.001995 | 0.00542 | 0.008432 | 0.011833 | 0.015016 | 0.017157 | 0.020887 | 0.02294 | 0.025358 | 0.027953 | 0.029501 | 0.031369
-0.071478 | -0.067605 | -0.063256 | -0.059944 | -0.056442 | -0.053242 | -0.050247 | -0.047308 | -0.045239 | -0.041786 | -0.039034 | -0.034997 | -0.031471 | -0.028423 | -0.025468 | -0.022911 | -0.020221 | -0.018025 | -0.014793 | -0.01263 | -0.0103 | -0.008075 | -0.004744 | -0.002709 | 0 | 0.001939 | 0.004818 | 0.007352 | 0.010053 | 0.012994 | 0.015224 | 0.018117 | 0.019907 | 0.021671 | 0.023623 | 0.025318 | 0.026694
-0.063391 | -0.059921 | -0.056289 | -0.053282 | -0.050488 | -0.047419 | -0.044899 | -0.042122 | -0.040324 | -0.037525 | -0.034712 | -0.031238 | -0.028255 | -0.025684 | -0.022892 | -0.020788 | -0.0182 | -0.016241 | -0.01315 | -0.011216 | -0.009115 | -0.007069 | -0.004301 | -0.002482 | 0 | 0.00182 | 0.004424 | 0.006424 | 0.008695 | 0.011423 | 0.013046 | 0.015558 | 0.017192 | 0.019022 | 0.020687 | 0.021975 | 0.023103
-0.056607 | -0.053606 | -0.050238 | -0.04779 | -0.045214 | -0.042418 | -0.040196 | -0.038082 | -0.036265 | -0.033472 | -0.031142 | -0.027952 | -0.025318 | -0.022657 | -0.020481 | -0.018641 | -0.016245 | -0.01446 | -0.011826 | -0.010038 | -0.008341 | -0.006607 | -0.003857 | -0.002085 | 0 | 0.001589 | 0.003758 | 0.005766 | 0.007946 | 0.010136 | 0.011582 | 0.014105 | 0.015237 | 0.016641 | 0.018273 | 0.019447 | 0.020542
-0.051151 | -0.048504 | -0.04562 | -0.043411 | -0.040809 | -0.038523 | -0.036363 | -0.034455 | -0.032767 | -0.030328 | -0.028293 | -0.02525 | -0.022913 | -0.020648 | -0.018614 | -0.016743 | -0.014868 | -0.013069 | -0.010455 | -0.00908 | -0.007349 | -0.005953 | -0.003278 | -0.001847 | 0 | 0.001767 | 0.003572 | 0.005434 | 0.007313 | 0.00943 | 0.010827 | 0.012573 | 0.014061 | 0.015402 | 0.01659 | 0.017576 | 0.018499
-0.046461 | -0.043972 | -0.041318 | -0.039189 | -0.037038 | -0.034916 | -0.033064 | -0.031132 | -0.029594 | -0.027209 | -0.025467 | -0.022889 | -0.020578 | -0.018431 | -0.016592 | -0.01498 | -0.013236 | -0.011338 | -0.009375 | -0.008304 | -0.006598 | -0.005208 | -0.003079 | -0.001786 | 0 | 0.001377 | 0.003348 | 0.004909 | 0.006576 | 0.008335 | 0.009561 | 0.011575 | 0.012557 | 0.014087 | 0.014893 | 0.015873 | 0.016686
-0.04273 | -0.04057 | -0.038099 | -0.036305 | -0.034329 | -0.032249 | -0.030411 | -0.02881 | -0.027404 | -0.025229 | -0.023482 | -0.021061 | -0.018878 | -0.016908 | -0.015137 | -0.013705 | -0.011966 | -0.010591 | -0.008603 | -0.00735 | -0.006054 | -0.004698 | -0.002597 | -0.001519 | 0 | 0.001232 | 0.003029 | 0.004606 | 0.0061 | 0.00774 | 0.008995 | 0.010496 | 0.011615 | 0.012812 | 0.013678 | 0.014643 | 0.015391
-0.039294 | -0.037335 | -0.035072 | -0.033342 | -0.03151 | -0.029618 | -0.028076 | -0.026419 | -0.025077 | -0.023187 | -0.021536 | -0.019231 | -0.017338 | -0.015474 | -0.013885 | -0.012363 | -0.010846 | -0.009628 | -0.007912 | -0.006719 | -0.005453 | -0.004347 | -0.002579 | -0.001456 | 0 | 0.001205 | 0.002744 | 0.003871 | 0.005458 | 0.006849 | 0.00784 | 0.009284 | 0.010379 | 0.011242 | 0.01237 | 0.013134 | 0.013746
-0.036886 | -0.034989 | -0.032869 | -0.031173 | -0.029417 | -0.027742 | -0.026164 | -0.02476 | -0.02355 | -0.021622 | -0.020184 | -0.018096 | -0.01616 | -0.014338 | -0.012892 | -0.011704 | -0.01012 | -0.008828 | -0.007337 | -0.006375 | -0.005225 | -0.004088 | -0.002456 | -0.001477 | 0 | 0.001193 | 0.002391 | 0.003641 | 0.004868 | 0.006139 | 0.0071 | 0.008462 | 0.009388 | 0.010409 | 0.011176 | 0.011963 | 0.012531
-0.034603 | -0.032752 | -0.030699 | -0.029076 | -0.027577 | -0.025848 | -0.024444 | -0.02305 | -0.021986 | -0.020178 | -0.018835 | -0.01685 | -0.015058 | -0.013365 | -0.011912 | -0.010794 | -0.009311 | -0.008248 | -0.006802 | -0.005786 | -0.004585 | -0.003781 | -0.002103 | -0.001235 | 0 | 0.001205 | 0.002436 | 0.003449 | 0.004617 | 0.00578 | 0.006718 | 0.007978 | 0.008722 | 0.009494 | 0.010396 | 0.011094 | 0.011544
-0.032263 | -0.030574 | -0.028693 | -0.027204 | -0.025793 | -0.024189 | -0.022808 | -0.021586 | -0.020436 | -0.018873 | -0.017555 | -0.015643 | -0.014064 | -0.01252 | -0.01119 | -0.009909 | -0.008808 | -0.007708 | -0.006308 | -0.005524 | -0.004468 | -0.003475 | -0.00196 | -0.001231 | 0 | 0.001079 | 0.002318 | 0.003217 | 0.004249 | 0.005546 | 0.006168 | 0.007267 | 0.008064 | 0.008781 | 0.009605 | 0.010153 | 0.010629
-0.030048 | -0.028445 | -0.02671 | -0.025266 | -0.023962 | -0.022534 | -0.021308 | -0.020056 | -0.019087 | -0.017547 | -0.016333 | -0.014666 | -0.013205 | -0.011747 | -0.010291 | -0.009562 | -0.00825 | -0.007168 | -0.005912 | -0.005105 | -0.004113 | -0.003248 | -0.001816 | -0.001028 | 0 | 0.00101 | 0.002073 | 0.003102 | 0.003991 | 0.005033 | 0.005753 | 0.006805 | 0.007511 | 0.008294 | 0.008972 | 0.009435 | 0.009954
-0.02874 | -0.027145 | -0.025456 | -0.024126 | -0.022746 | -0.021473 | -0.020339 | -0.01929 | -0.018298 | -0.016865 | -0.0157 | -0.014113 | -0.012618 | -0.011292 | -0.010202 | -0.008971 | -0.007891 | -0.00695 | -0.005667 | -0.004873 | -0.004067 | -0.003162 | -0.001882 | -0.001058 | 0 | 0.00096 | 0.002094 | 0.003013 | 0.003855 | 0.004768 | 0.00554 | 0.00659 | 0.007168 | 0.007917 | 0.008458 | 0.008968 | 0.009349
-0.026904 | -0.025456 | -0.023856 | -0.022712 | -0.021481 | -0.020266 | -0.019173 | -0.018102 | -0.017334 | -0.015976 | -0.014812 | -0.013367 | -0.012024 | -0.010726 | -0.00956 | -0.008608 | -0.007471 | -0.006706 | -0.005467 | -0.004619 | -0.00378 | -0.003041 | -0.00185 | -0.000957 | 0 | 0.000969 | 0.001983 | 0.002832 | 0.003644 | 0.0046 | 0.005287 | 0.006241 | 0.006806 | 0.007436 | 0.008027 | 0.008518 | 0.008851
-0.025165 | -0.023826 | -0.022356 | -0.021322 | -0.020174 | -0.019067 | -0.018107 | -0.017054 | -0.016201 | -0.015043 | -0.014008 | -0.012628 | -0.011401 | -0.010125 | -0.008982 | -0.008083 | -0.007063 | -0.006225 | -0.005128 | -0.004414 | -0.003542 | -0.002727 | -0.001676 | -0.000894 | 0 | 0.00098 | 0.001988 | 0.002847 | 0.003716 | 0.004532 | 0.005195 | 0.006052 | 0.006583 | 0.007204 | 0.0077 | 0.008217 | 0.008428
-0.023599 | -0.022429 | -0.021144 | -0.020132 | -0.019134 | -0.018095 | -0.01719 | -0.016264 | -0.015563 | -0.014364 | -0.013469 | -0.012146 | -0.01094 | -0.009732 | -0.00868 | -0.0078 | -0.006844 | -0.006067 | -0.005072 | -0.00434 | -0.003516 | -0.002824 | -0.001761 | -0.000919 | 0 | 0.000828 | 0.001831 | 0.002692 | 0.003417 | 0.004339 | 0.004919 | 0.00582 | 0.006305 | 0.006901 | 0.007334 | 0.007781 | 0.008003
-0.02242 | -0.02129 | -0.020028 | -0.019101 | -0.018167 | -0.01721 | -0.016373 | -0.015511 | -0.014722 | -0.01356 | -0.012721 | -0.011463 | -0.010318 | -0.009154 | -0.008166 | -0.007384 | -0.006399 | -0.005766 | -0.004667 | -0.004022 | -0.003277 | -0.002625 | -0.001579 | -0.000831 | 0 | 0.000856 | 0.001843 | 0.002705 | 0.0034 | 0.004328 | 0.004908 | 0.005641 | 0.006162 | 0.006759 | 0.007256 | 0.007636 | 0.007774
-0.021426 | -0.020421 | -0.019267 | -0.018414 | -0.017491 | -0.016566 | -0.015754 | -0.014885 | -0.014194 | -0.013146 | -0.012304 | -0.011107 | -0.01002 | -0.008934 | -0.008057 | -0.007161 | -0.006342 | -0.005573 | -0.004558 | -0.003984 | -0.003235 | -0.002569 | -0.00159 | -0.00082 | 0 | 0.000832 | 0.001888 | 0.002668 | 0.003453 | 0.004229 | 0.004822 | 0.005554 | 0.00604 | 0.006502 | 0.007043 | 0.00742 | 0.007508
-0.020347 | -0.019386 | -0.018327 | -0.017503 | -0.016656 | -0.01576 | -0.01504 | -0.01418 | -0.013564 | -0.012568 | -0.011739 | -0.010698 | -0.009614 | -0.008585 | -0.007661 | -0.006868 | -0.006083 | -0.005378 | -0.00452 | -0.003828 | -0.003088 | -0.002428 | -0.001494 | -0.000766 | 0 | 0.000833 | 0.001843 | 0.002644 | 0.003389 | 0.00413 | 0.004776 | 0.005433 | 0.005897 | 0.00639 | 0.006778 | 0.007165 | 0.007266
-0.019337 | -0.018478 | -0.017472 | -0.016666 | -0.015876 | -0.015109 | -0.014369 | -0.013651 | -0.013004 | -0.012067 | -0.011279 | -0.010226 | -0.0092 | -0.008255 | -0.007389 | -0.006651 | -0.00583 | -0.00512 | -0.004331 | -0.003747 | -0.003074 | -0.002351 | -0.001507 | -0.000756 | 0 | 0.000784 | 0.001746 | 0.002568 | 0.003262 | 0.004106 | 0.004606 | 0.005291 | 0.005752 | 0.006189 | 0.00664 | 0.006962 | 0.006982
-0.018768 | -0.017898 | -0.016884 | -0.016182 | -0.015391 | -0.014626 | -0.013934 | -0.013201 | -0.01257 | -0.011657 | -0.010979 | -0.009961 | -0.008955 | -0.007993 | -0.007179 | -0.006451 | -0.005626 | -0.00499 | -0.004199 | -0.003565 | -0.002979 | -0.002311 | -0.00144 | -0.000726 | 0 | 0.000809 | 0.001715 | 0.002592 | 0.003275 | 0.004006 | 0.004565 | 0.005203 | 0.005664 | 0.006036 | 0.006428 | 0.006764 | 0.00681
-0.01811 | -0.017322 | -0.016432 | -0.01574 | -0.014998 | -0.014311 | -0.013642 | -0.012994 | -0.012343 | -0.011471 | -0.010717 | -0.009789 | -0.008849 | -0.007932 | -0.00706 | -0.006385 | -0.005618 | -0.005006 | -0.004201 | -0.003574 | -0.002948 | -0.002344 | -0.001472 | -0.000818 | 0 | 0.000693 | 0.001677 | 0.002488 | 0.00316 | 0.003924 | 0.004417 | 0.005067 | 0.005404 | 0.005852 | 0.006232 | 0.006484 | 0.006544
-0.017107 | -0.01637 | -0.015504 | -0.014847 | -0.014225 | -0.013527 | -0.012908 | -0.012252 | -0.011727 | -0.010872 | -0.010223 | -0.00928 | -0.008375 | -0.007501 | -0.006696 | -0.006068 | -0.005364 | -0.004742 | -0.003942 | -0.003395 | -0.002772 | -0.00217 | -0.001356 | -0.000701 | 0 | 0.000756 | 0.001646 | 0.002464 | 0.003175 | 0.003796 | 0.004364 | 0.00496 | 0.005324 | 0.005697 | 0.006017 | 0.006339 | 0.00637
-0.016622 | -0.015903 | -0.015071 | -0.014466 | -0.013858 | -0.013193 | -0.012615 | -0.011986 | -0.011403 | -0.010613 | -0.009992 | -0.009064 | -0.00816 | -0.00733 | -0.006598 | -0.00589 | -0.005196 | -0.004628 | -0.003869 | -0.00328 | -0.002703 | -0.002122 | -0.001365 | -0.00069 | 0 | 0.000792 | 0.001659 | 0.002436 | 0.003119 | 0.003802 | 0.004297 | 0.004836 | 0.00519 | 0.005542 | 0.005959 | 0.006202 | 0.006161
-0.016263 | -0.01556 | -0.014751 | -0.014124 | -0.013522 | -0.012908 | -0.012291 | -0.011686 | -0.011152 | -0.010369 | -0.009735 | -0.008843 | -0.007974 | -0.007132 | -0.006432 | -0.005784 | -0.005041 | -0.004458 | -0.003728 | -0.003194 | -0.00265 | -0.002031 | -0.001329 | -0.000638 | 0 | 0.000725 | 0.001641 | 0.002425 | 0.003074 | 0.003734 | 0.004206 | 0.004741 | 0.005065 | 0.005465 | 0.005714 | 0.005964 | 0.005985
-0.015591 | -0.014963 | -0.014182 | -0.013601 | -0.013042 | -0.012433 | -0.011905 | -0.011318 | -0.010789 | -0.010048 | -0.009448 | -0.008623 | -0.007754 | -0.006992 | -0.006251 | -0.005596 | -0.004911 | -0.004356 | -0.003702 | -0.003146 | -0.002606 | -0.00202 | -0.00127 | -0.00065 | 0 | 0.000693 | 0.001603 | 0.002392 | 0.003016 | 0.003647 | 0.004112 | 0.004578 | 0.004934 | 0.005283 | 0.005604 | 0.005825 | 0.005797
-0.015425 | -0.014745 | -0.014011 | -0.013422 | -0.012852 | -0.012288 | -0.011748 | -0.011189 | -0.010629 | -0.009881 | -0.009295 | -0.008495 | -0.007694 | -0.006875 | -0.00608 | -0.005532 | -0.004855 | -0.004339 | -0.003633 | -0.003124 | -0.00254 | -0.001979 | -0.00123 | -0.000662 | 0 | 0.000687 | 0.001607 | 0.002322 | 0.002905 | 0.003586 | 0.003953 | 0.004491 | 0.004785 | 0.005101 | 0.00543 | 0.005647 | 0.005602
-0.014819 | -0.014211 | -0.013512 | -0.012967 | -0.012449 | -0.011906 | -0.011371 | -0.010821 | -0.0103 | -0.009587 | -0.009014 | -0.008227 | -0.007422 | -0.006603 | -0.005917 | -0.005348 | -0.004724 | -0.004123 | -0.003535 | -0.002991 | -0.002449 | -0.001925 | -0.001196 | -0.000622 | 0 | 0.000655 | 0.001598 | 0.002259 | 0.002865 | 0.003472 | 0.003952 | 0.004312 | 0.004656 | 0.004965 | 0.005259 | 0.005489 | 0.005401
-0.014581 | -0.013972 | -0.013259 | -0.01274 | -0.01221 | -0.011619 | -0.011134 | -0.010582 | -0.010103 | -0.009386 | -0.008825 | -0.008057 | -0.007223 | -0.006481 | -0.00581 | -0.005218 | -0.004564 | -0.004062 | -0.003395 | -0.00296 | -0.002384 | -0.001896 | -0.001183 | -0.000635 | 0 | 0.000614 | 0.001487 | 0.002245 | 0.002784 | 0.003347 | 0.00375 | 0.004188 | 0.004464 | 0.004743 | 0.005027 | 0.005249 | 0.005194
-0.014089 | -0.0135 | -0.012821 | -0.01233 | -0.011825 | -0.011311 | -0.010804 | -0.010293 | -0.009787 | -0.009122 | -0.008546 | -0.007819 | -0.007026 | -0.006269 | -0.005607 | -0.005046 | -0.004424 | -0.003892 | -0.00333 | -0.002858 | -0.002317 | -0.001782 | -0.001147 | -0.00063 | 0 | 0.00062 | 0.001444 | 0.002154 | 0.002672 | 0.003214 | 0.003596 | 0.004032 | 0.004289 | 0.004601 | 0.004827 | 0.005023 | 0.004949
-0.013668 | -0.01308 | -0.012399 | -0.011918 | -0.011462 | -0.010948 | -0.010438 | -0.009936 | -0.009424 | -0.008803 | -0.008242 | -0.007517 | -0.006762 | -0.006003 | -0.005343 | -0.004833 | -0.004217 | -0.003735 | -0.003158 | -0.002686 | -0.002187 | -0.001682 | -0.001037 | -0.000508 | 0 | 0.000668 | 0.00148 | 0.002152 | 0.002642 | 0.003146 | 0.003528 | 0.003892 | 0.004161 | 0.004443 | 0.004695 | 0.004833 | 0.004739
-0.013519 | -0.01298 | -0.012317 | -0.011839 | -0.011331 | -0.010838 | -0.010373 | -0.00985 | -0.009371 | -0.008689 | -0.008139 | -0.007428 | -0.006678 | -0.005945 | -0.005299 | -0.004754 | -0.004184 | -0.003723 | -0.003103 | -0.00262 | -0.002141 | -0.001683 | -0.001057 | -0.00057 | 0 | 0.000602 | 0.001391 | 0.002043 | 0.002467 | 0.002966 | 0.003293 | 0.003624 | 0.003863 | 0.004146 | 0.004288 | 0.004504 | 0.004432
-0.013158 | -0.012607 | -0.011979 | -0.011463 | -0.010992 | -0.010517 | -0.010036 | -0.009553 | -0.009069 | -0.008407 | -0.007868 | -0.007167 | -0.006394 | -0.005712 | -0.00509 | -0.004548 | -0.004012 | -0.003524 | -0.003 | -0.002542 | -0.002091 | -0.001625 | -0.001007 | -0.000544 | 0 | 0.000617 | 0.001325 | 0.001894 | 0.002335 | 0.002764 | 0.003049 | 0.003401 | 0.003564 | 0.003829 | 0.004047 | 0.00421 | 0.004127
-0.013108 | -0.012522 | -0.011835 | -0.011344 | -0.010855 | -0.01035 | -0.009869 | -0.009359 | -0.008861 | -0.008206 | -0.007661 | -0.00696 | -0.006228 | -0.00551 | -0.004903 | -0.00438 | -0.003881 | -0.003374 | -0.002868 | -0.002429 | -0.001989 | -0.001527 | -0.001002 | -0.000509 | 0 | 0.000526 | 0.001246 | 0.001826 | 0.002179 | 0.002545 | 0.002807 | 0.003109 | 0.003278 | 0.00352 | 0.00371 | 0.00386 | 0.003782
-0.013062 | -0.012479 | -0.011824 | -0.011319 | -0.010848 | -0.010327 | -0.009833 | -0.009343 | -0.008806 | -0.008149 | -0.007565 | -0.006855 | -0.006127 | -0.005393 | -0.00476 | -0.004299 | -0.003754 | -0.003279 | -0.002766 | -0.002331 | -0.001901 | -0.001482 | -0.000938 | -0.000428 | 0 | 0.000503 | 0.001209 | 0.00172 | 0.002028 | 0.002405 | 0.002643 | 0.002892 | 0.003042 | 0.003298 | 0.003458 | 0.00362 | 0.003495
-0.013098 | -0.0125 | -0.011824 | -0.011298 | -0.010807 | -0.010274 | -0.009775 | -0.009272 | -0.008774 | -0.00806 | -0.007462 | -0.006762 | -0.006012 | -0.005325 | -0.004675 | -0.004135 | -0.003628 | -0.003197 | -0.002701 | -0.002294 | -0.001871 | -0.001437 | -0.000896 | -0.000478 | 0 | 0.000462 | 0.001137 | 0.001589 | 0.001864 | 0.002172 | 0.002379 | 0.00262 | 0.002759 | 0.002988 | 0.003164 | 0.003267 | 0.003167
-0.012859 | -0.012285 | -0.011608 | -0.01111 | -0.010619 | -0.010092 | -0.009604 | -0.009088 | -0.008578 | -0.007894 | -0.007283 | -0.006583 | -0.005795 | -0.005085 | -0.004489 | -0.003975 | -0.003448 | -0.003022 | -0.002543 | -0.002164 | -0.00174 | -0.001329 | -0.000848 | -0.000402 | 0 | 0.000453 | 0.001091 | 0.001499 | 0.001753 | 0.002054 | 0.002194 | 0.002462 | 0.002555 | 0.00277 | 0.002912 | 0.003025 | 0.002947
-0.01281 | -0.012213 | -0.011575 | -0.011041 | -0.010528 | -0.010005 | -0.009476 | -0.008972 | -0.008427 | -0.007754 | -0.007142 | -0.006425 | -0.005657 | -0.004969 | -0.004347 | -0.00385 | -0.003326 | -0.00291 | -0.002462 | -0.002058 | -0.001645 | -0.001273 | -0.000783 | -0.000397 | 0 | 0.000434 | 0.000989 | 0.001385 | 0.0016 | 0.001839 | 0.001993 | 0.002236 | 0.002334 | 0.002523 | 0.00273 | 0.002768 | 0.002686
-0.012343 | -0.011807 | -0.011168 | -0.010645 | -0.010193 | -0.009706 | -0.009202 | -0.008703 | -0.008201 | -0.007529 | -0.006934 | -0.006257 | -0.005506 | -0.004796 | -0.004205 | -0.003722 | -0.003215 | -0.002851 | -0.002388 | -0.002051 | -0.001633 | -0.001272 | -0.000795 | -0.000411 | 0 | 0.000378 | 0.000913 | 0.001273 | 0.001495 | 0.00172 | 0.001857 | 0.00206 | 0.002187 | 0.002352 | 0.002504 | 0.002584 | 0.00251
-0.011987 | -0.01149 | -0.010877 | -0.01039 | -0.009913 | -0.009438 | -0.008966 | -0.008465 | -0.007976 | -0.007315 | -0.00673 | -0.006018 | -0.005273 | -0.0046 | -0.004023 | -0.003558 | -0.003107 | -0.00267 | -0.002262 | -0.001887 | -0.001521 | -0.001156 | -0.00072 | -0.00035 | 0 | 0.000398 | 0.000896 | 0.001247 | 0.001412 | 0.001626 | 0.001781 | 0.001958 | 0.002068 | 0.00227 | 0.002423 | 0.002513 | 0.002386
-0.010781 | -0.010388 | -0.009818 | -0.009397 | -0.008979 | -0.008556 | -0.008164 | -0.007724 | -0.00726 | -0.00669 | -0.006199 | -0.005569 | -0.00486 | -0.004154 | -0.003538 | -0.003068 | -0.002679 | -0.002348 | -0.001972 | -0.001688 | -0.001438 | -0.001124 | -0.00072 | -0.000368 | 0 | 0.000459 | 0.001096 | 0.001571 | 0.0019 | 0.002216 | 0.002486 | 0.002767 | 0.00293 | 0.003135 | 0.003251 | 0.003392 | 0.003255
-0.01073 | -0.010323 | -0.009793 | -0.00937 | -0.008955 | -0.008527 | -0.008095 | -0.007676 | -0.007206 | -0.00664 | -0.006125 | -0.005511 | -0.004828 | -0.004139 | -0.003534 | -0.003107 | -0.0027 | -0.002398 | -0.002021 | -0.001699 | -0.001449 | -0.001111 | -0.000721 | -0.000394 | 0 | 0.000439 | 0.001046 | 0.001543 | 0.001843 | 0.002209 | 0.002454 | 0.002772 | 0.002908 | 0.003107 | 0.003221 | 0.003314 | 0.003204
-0.010609 | -0.010308 | -0.009762 | -0.009327 | -0.008923 | -0.008479 | -0.00808 | -0.007636 | -0.007235 | -0.006629 | -0.006148 | -0.005536 | -0.00482 | -0.004096 | -0.003515 | -0.003056 | -0.002675 | -0.002319 | -0.001946 | -0.001684 | -0.001432 | -0.001124 | -0.000758 | -0.00039 | 0 | 0.000414 | 0.001031 | 0.001507 | 0.001854 | 0.002184 | 0.002445 | 0.002711 | 0.002869 | 0.003058 | 0.003193 | 0.003315 | 0.003168
-0.010292 | -0.009956 | -0.00945 | -0.00907 | -0.008669 | -0.008244 | -0.007886 | -0.007443 | -0.007044 | -0.006482 | -0.005998 | -0.005417 | -0.004753 | -0.004071 | -0.003469 | -0.003045 | -0.002642 | -0.002332 | -0.001929 | -0.001662 | -0.001375 | -0.001077 | -0.000698 | -0.000351 | 0 | 0.000464 | 0.00108 | 0.001556 | 0.001882 | 0.002259 | 0.002512 | 0.002756 | 0.002975 | 0.003141 | 0.003262 | 0.00337 | 0.003216
-0.010172 | -0.009845 | -0.009332 | -0.00894 | -0.008565 | -0.008147 | -0.007748 | -0.007329 | -0.006931 | -0.006346 | -0.005885 | -0.005296 | -0.004636 | -0.003976 | -0.003396 | -0.002955 | -0.002575 | -0.002264 | -0.001905 | -0.00162 | -0.001352 | -0.001025 | -0.000689 | -0.000351 | 0 | 0.000405 | 0.000981 | 0.001501 | 0.001799 | 0.002176 | 0.002418 | 0.002718 | 0.002861 | 0.00305 | 0.003166 | 0.003257 | 0.003128
-0.010065 | -0.009754 | -0.009251 | -0.008847 | -0.008457 | -0.008083 | -0.007689 | -0.007277 | -0.006834 | -0.006273 | -0.005822 | -0.005224 | -0.004555 | -0.003915 | -0.003343 | -0.002925 | -0.002526 | -0.002211 | -0.001854 | -0.001581 | -0.001281 | -0.001028 | -0.000654 | -0.000335 | 0 | 0.000428 | 0.001031 | 0.001518 | 0.001836 | 0.002211 | 0.002477 | 0.002731 | 0.002905 | 0.003105 | 0.003222 | 0.00332 | 0.00318
-0.010063 | -0.009755 | -0.009276 | -0.008886 | -0.008499 | -0.008115 | -0.007709 | -0.007305 | -0.006896 | -0.006341 | -0.005853 | -0.005265 | -0.004616 | -0.003958 | -0.003412 | -0.002948 | -0.002557 | -0.002275 | -0.001914 | -0.001621 | -0.001323 | -0.001011 | -0.000629 | -0.000365 | 0 | 0.000448 | 0.00103 | 0.001499 | 0.001821 | 0.002209 | 0.002496 | 0.002794 | 0.002937 | 0.00312 | 0.003205 | 0.003316 | 0.00318
-0.009961 | -0.009693 | -0.00924 | -0.008866 | -0.008515 | -0.008128 | -0.007743 | -0.007321 | -0.006897 | -0.006332 | -0.00589 | -0.005311 | -0.004619 | -0.003994 | -0.003452 | -0.003036 | -0.002601 | -0.002324 | -0.001942 | -0.001662 | -0.001334 | -0.001043 | -0.00068 | -0.000331 | 0 | 0.000395 | 0.001005 | 0.001535 | 0.001866 | 0.002258 | 0.002532 | 0.002844 | 0.002964 | 0.003168 | 0.003264 | 0.003366 | 0.003228
-0.009922 | -0.009628 | -0.009123 | -0.008791 | -0.008453 | -0.008102 | -0.007743 | -0.00734 | -0.006912 | -0.006346 | -0.005884 | -0.005313 | -0.004636 | -0.004004 | -0.00346 | -0.003057 | -0.002638 | -0.002336 | -0.001963 | -0.00166 | -0.001357 | -0.001049 | -0.000671 | -0.000314 | 0 | 0.000415 | 0.00104 | 0.001528 | 0.00191 | 0.002307 | 0.002601 | 0.002859 | 0.003024 | 0.003235 | 0.003313 | 0.003413 | 0.003247
-0.009983 | -0.009655 | -0.009203 | -0.00883 | -0.008464 | -0.008125 | -0.007806 | -0.007408 | -0.006987 | -0.006428 | -0.005978 | -0.005427 | -0.004756 | -0.004122 | -0.003568 | -0.00315 | -0.002719 | -0.002428 | -0.002057 | -0.001727 | -0.001424 | -0.001093 | -0.000707 | -0.000388 | 0 | 0.000375 | 0.000979 | 0.001499 | 0.001868 | 0.002285 | 0.002554 | 0.002843 | 0.003009 | 0.003165 | 0.003276 | 0.003391 | 0.003228
-0.00994 | -0.009622 | -0.009154 | -0.008761 | -0.008424 | -0.008123 | -0.007772 | -0.007364 | -0.006978 | -0.006404 | -0.005952 | -0.005396 | -0.00473 | -0.004068 | -0.003548 | -0.003143 | -0.002733 | -0.002387 | -0.002044 | -0.001717 | -0.001409 | -0.001102 | -0.000703 | -0.000363 | 0 | 0.000409 | 0.001026 | 0.001537 | 0.001893 | 0.002308 | 0.002587 | 0.002873 | 0.003005 | 0.003214 | 0.003313 | 0.00339 | 0.003238
-0.00998 | -0.009653 | -0.009215 | -0.008882 | -0.008553 | -0.008175 | -0.007818 | -0.007432 | -0.007021 | -0.006462 | -0.006012 | -0.005442 | -0.004779 | -0.004116 | -0.003612 | -0.003175 | -0.002795 | -0.002435 | -0.002072 | -0.001771 | -0.001461 | -0.00111 | -0.000722 | -0.000393 | 0 | 0.000407 | 0.001 | 0.001501 | 0.001876 | 0.002292 | 0.002601 | 0.002833 | 0.003023 | 0.003193 | 0.003305 | 0.003374 | 0.003212
-0.01005 | -0.00977 | -0.009325 | -0.008948 | -0.008599 | -0.008222 | -0.00785 | -0.00744 | -0.007068 | -0.006503 | -0.006059 | -0.005512 | -0.004842 | -0.004191 | -0.003673 | -0.003248 | -0.002846 | -0.002527 | -0.002152 | -0.001801 | -0.001465 | -0.00114 | -0.00075 | -0.000417 | 0 | 0.000385 | 0.001004 | 0.001528 | 0.001908 | 0.002329 | 0.002633 | 0.002902 | 0.003073 | 0.003217 | 0.003353 | 0.003395 | 0.003262
-0.010282 | -0.009949 | -0.009451 | -0.009091 | -0.00873 | -0.008352 | -0.007981 | -0.007541 | -0.00713 | -0.006574 | -0.006116 | -0.005547 | -0.004888 | -0.004219 | -0.003692 | -0.003265 | -0.002841 | -0.002496 | -0.002111 | -0.001757 | -0.001453 | -0.001157 | -0.00073 | -0.000373 | 0 | 0.000385 | 0.001012 | 0.001531 | 0.001885 | 0.002282 | 0.002593 | 0.002857 | 0.00298 | 0.003177 | 0.003268 | 0.003359 | 0.003191
-0.010265 | -0.009889 | -0.009382 | -0.008986 | -0.008608 | -0.008256 | -0.007881 | -0.0075 | -0.007074 | -0.006533 | -0.006077 | -0.005511 | -0.004877 | -0.00418 | -0.003675 | -0.003276 | -0.002839 | -0.002489 | -0.002074 | -0.00178 | -0.001447 | -0.0011 | -0.000714 | -0.000358 | 0 | 0.000414 | 0.001022 | 0.001538 | 0.001912 | 0.002334 | 0.002619 | 0.002896 | 0.00302 | 0.003201 | 0.003292 | 0.003361 | 0.003214
-0.010356 | -0.010008 | -0.009502 | -0.009108 | -0.008746 | -0.008384 | -0.007979 | -0.007592 | -0.007173 | -0.006608 | -0.006182 | -0.005576 | -0.004929 | -0.004253 | -0.003703 | -0.003295 | -0.002838 | -0.002534 | -0.002124 | -0.001777 | -0.001449 | -0.001138 | -0.000729 | -0.000381 | 0 | 0.000396 | 0.001034 | 0.00154 | 0.001911 | 0.002343 | 0.002611 | 0.002903 | 0.003019 | 0.003163 | 0.003261 | 0.003335 | 0.003165
-0.01049 | -0.010102 | -0.009592 | -0.009175 | -0.008819 | -0.008446 | -0.008044 | -0.007631 | -0.007217 | -0.006637 | -0.006197 | -0.005607 | -0.004945 | -0.004278 | -0.003747 | -0.003346 | -0.00292 | -0.002559 | -0.002164 | -0.00183 | -0.001519 | -0.001174 | -0.000763 | -0.000404 | 0 | 0.000381 | 0.001019 | 0.001525 | 0.00191 | 0.00232 | 0.00257 | 0.002837 | 0.002992 | 0.003139 | 0.003213 | 0.003309 | 0.00312
-0.010866 | -0.010446 | -0.009915 | -0.009487 | -0.009087 | -0.008687 | -0.008273 | -0.007862 | -0.007433 | -0.006833 | -0.006325 | -0.005721 | -0.005053 | -0.004404 | -0.003827 | -0.003371 | -0.002966 | -0.002621 | -0.002206 | -0.001824 | -0.001478 | -0.001147 | -0.000757 | -0.000378 | 0 | 0.000421 | 0.00103 | 0.00155 | 0.001925 | 0.002331 | 0.002578 | 0.002857 | 0.00298 | 0.003188 | 0.00325 | 0.003294 | 0.003112
-0.010864 | -0.010371 | -0.009766 | -0.00934 | -0.008944 | -0.008562 | -0.008148 | -0.007717 | -0.00728 | -0.006691 | -0.00625 | -0.005629 | -0.00497 | -0.004262 | -0.003744 | -0.003312 | -0.00286 | -0.002514 | -0.002101 | -0.001775 | -0.001452 | -0.001144 | -0.000711 | -0.000374 | 0 | 0.000408 | 0.00101 | 0.001527 | 0.001916 | 0.002293 | 0.002583 | 0.002812 | 0.00295 | 0.003105 | 0.003159 | 0.003257 | 0.003046
-0.010709 | -0.010249 | -0.009699 | -0.009264 | -0.008867 | -0.008452 | -0.008064 | -0.007653 | -0.00723 | -0.006641 | -0.006177 | -0.005583 | -0.004921 | -0.004247 | -0.003694 | -0.003253 | -0.002848 | -0.002502 | -0.002097 | -0.001778 | -0.001448 | -0.001146 | -0.000708 | -0.000372 | 0 | 0.000384 | 0.000984 | 0.001475 | 0.001846 | 0.002228 | 0.002469 | 0.002722 | 0.002838 | 0.002989 | 0.003044 | 0.003096 | 0.002912
-0.010669 | -0.010223 | -0.009661 | -0.00922 | -0.008816 | -0.008432 | -0.008022 | -0.007605 | -0.007165 | -0.006584 | -0.006112 | -0.005492 | -0.004827 | -0.004164 | -0.003624 | -0.003169 | -0.002753 | -0.00241 | -0.002029 | -0.001712 | -0.001402 | -0.001101 | -0.000693 | -0.000346 | 0 | 0.000412 | 0.001025 | 0.001509 | 0.001824 | 0.002204 | 0.002427 | 0.002692 | 0.002788 | 0.002936 | 0.003008 | 0.00303 | 0.002829
-0.01075 | -0.01026 | -0.009681 | -0.009261 | -0.00885 | -0.008439 | -0.008041 | -0.007638 | -0.007171 | -0.006568 | -0.006087 | -0.005471 | -0.004774 | -0.004131 | -0.003553 | -0.003158 | -0.002757 | -0.002389 | -0.002012 | -0.001699 | -0.001387 | -0.001086 | -0.000731 | -0.000371 | 0 | 0.000391 | 0.000968 | 0.001416 | 0.00176 | 0.002089 | 0.002291 | 0.002498 | 0.002595 | 0.002745 | 0.002801 | 0.002815 | 0.002658
-0.01075 | -0.010277 | -0.00971 | -0.009278 | -0.008848 | -0.008456 | -0.00805 | -0.007646 | -0.007165 | -0.006589 | -0.006088 | -0.005449 | -0.004779 | -0.004102 | -0.003515 | -0.003122 | -0.002707 | -0.002406 | -0.002011 | -0.001706 | -0.001398 | -0.001096 | -0.000645 | -0.000361 | 0 | 0.000386 | 0.000953 | 0.001355 | 0.001678 | 0.001974 | 0.002185 | 0.002345 | 0.002445 | 0.002572 | 0.002612 | 0.002658 | 0.002437
-0.010692 | -0.010218 | -0.009641 | -0.009201 | -0.008786 | -0.008362 | -0.007942 | -0.007538 | -0.007106 | -0.006469 | -0.005971 | -0.005349 | -0.00469 | -0.004021 | -0.003452 | -0.00306 | -0.002652 | -0.002332 | -0.001954 | -0.001664 | -0.001343 | -0.001081 | -0.00061 | -0.000325 | 0 | 0.000364 | 0.000879 | 0.001277 | 0.001514 | 0.001833 | 0.00198 | 0.002144 | 0.002186 | 0.002302 | 0.002359 | 0.002348 | 0.002185
-0.010525 | -0.010047 | -0.00946 | -0.00902 | -0.008626 | -0.008185 | -0.007797 | -0.007359 | -0.006932 | -0.006309 | -0.005857 | -0.005245 | -0.004579 | -0.003925 | -0.003355 | -0.002972 | -0.00259 | -0.002258 | -0.001907 | -0.001604 | -0.001288 | -0.001023 | -0.000649 | -0.000337 | 0 | 0.000344 | 0.00084 | 0.001201 | 0.001418 | 0.001656 | 0.001738 | 0.001929 | 0.001933 | 0.002094 | 0.002091 | 0.002092 | 0.00192
-0.010342 | -0.009884 | -0.009316 | -0.008902 | -0.008499 | -0.008076 | -0.007665 | -0.007261 | -0.006826 | -0.00621 | -0.005764 | -0.005105 | -0.004436 | -0.003822 | -0.003292 | -0.002865 | -0.002516 | -0.002155 | -0.001836 | -0.001551 | -0.00124 | -0.000999 | -0.000565 | -0.000303 | 0 | 0.000338 | 0.000778 | 0.001092 | 0.001249 | 0.001438 | 0.001536 | 0.001707 | 0.001712 | 0.001798 | 0.00183 | 0.001832 | 0.001655
-0.010305 | -0.00986 | -0.009286 | -0.008849 | -0.008474 | -0.008097 | -0.007676 | -0.00726 | -0.006817 | -0.006203 | -0.005742 | -0.005108 | -0.004426 | -0.003823 | -0.003267 | -0.002931 | -0.002515 | -0.002199 | -0.001843 | -0.001517 | -0.001291 | -0.000986 | -0.000586 | -0.000306 | 0 | 0.000299 | 0.000745 | 0.001019 | 0.001104 | 0.001288 | 0.001359 | 0.001533 | 0.001536 | 0.001645 | 0.001622 | 0.001638 | 0.001426
-0.010306 | -0.009835 | -0.00927 | -0.008832 | -0.008441 | -0.008064 | -0.007609 | -0.00719 | -0.006767 | -0.006163 | -0.005712 | -0.005077 | -0.004391 | -0.003768 | -0.003223 | -0.002831 | -0.002431 | -0.002162 | -0.001797 | -0.001478 | -0.001252 | -0.000952 | -0.000539 | -0.000282 | 0 | 0.000277 | 0.000687 | 0.000977 | 0.00104 | 0.001182 | 0.001248 | 0.001379 | 0.001396 | 0.001486 | 0.001507 | 0.001471 | 0.001316
-0.010312 | -0.009851 | -0.009271 | -0.008832 | -0.008435 | -0.008071 | -0.007627 | -0.007174 | -0.006771 | -0.006152 | -0.005659 | -0.005026 | -0.004355 | -0.003742 | -0.003188 | -0.002842 | -0.002447 | -0.002162 | -0.001751 | -0.001471 | -0.001192 | -0.00099 | -0.000497 | -0.000313 | 0 | 0.000276 | 0.000683 | 0.000892 | 0.000954 | 0.001085 | 0.00113 | 0.001279 | 0.001273 | 0.001401 | 0.001408 | 0.00137 | 0.001203
-0.01042 | -0.009938 | -0.009345 | -0.008932 | -0.008517 | -0.008098 | -0.007688 | -0.007227 | -0.006815 | -0.006187 | -0.005742 | -0.005081 | -0.004432 | -0.003765 | -0.003283 | -0.002854 | -0.002451 | -0.002149 | -0.001806 | -0.001495 | -0.001173 | -0.000927 | -0.000552 | -0.000292 | 0 | 0.000275 | 0.000682 | 0.000912 | 0.000956 | 0.001129 | 0.00115 | 0.001343 | 0.001305 | 0.001406 | 0.001378 | 0.001407 | 0.001211
-0.010284 | -0.009816 | -0.009253 | -0.008814 | -0.00843 | -0.008026 | -0.007634 | -0.007262 | -0.006802 | -0.006156 | -0.005713 | -0.00511 | -0.004425 | -0.003782 | -0.003263 | -0.002885 | -0.002492 | -0.002203 | -0.001781 | -0.00151 | -0.001196 | -0.000954 | -0.000529 | -0.00027 | 0 | 0.000274 | 0.000659 | 0.000884 | 0.00093 | 0.001113 | 0.001176 | 0.00128 | 0.001287 | 0.00143 | 0.001391 | 0.001387 | 0.001203
-0.010464 | -0.009981 | -0.009392 | -0.008975 | -0.008565 | -0.008166 | -0.007731 | -0.007321 | -0.00686 | -0.006239 | -0.005833 | -0.00523 | -0.004498 | -0.003872 | -0.003318 | -0.002957 | -0.002596 | -0.0022 | -0.001825 | -0.001528 | -0.001296 | -0.001016 | -0.000583 | -0.000299 | 0 | 0.00026 | 0.000728 | 0.000911 | 0.001018 | 0.001176 | 0.001204 | 0.001438 | 0.00145 | 0.001541 | 0.001518 | 0.001473 | 0.001347
-0.010571 | -0.010093 | -0.009514 | -0.009056 | -0.008656 | -0.00827 | -0.007831 | -0.00738 | -0.006979 | -0.006319 | -0.005939 | -0.005281 | -0.004587 | -0.003968 | -0.003403 | -0.003016 | -0.002633 | -0.002264 | -0.00191 | -0.001535 | -0.001303 | -0.00098 | -0.000603 | -0.000313 | 0 | 0.000296 | 0.000734 | 0.000993 | 0.001026 | 0.001249 | 0.001313 | 0.001493 | 0.001554 | 0.001624 | 0.001665 | 0.001645 | 0.001483
-0.010709 | -0.010181 | -0.009588 | -0.009122 | -0.008738 | -0.008353 | -0.007933 | -0.007498 | -0.007069 | -0.006395 | -0.005965 | -0.005358 | -0.004681 | -0.004077 | -0.003507 | -0.003065 | -0.002697 | -0.002382 | -0.00197 | -0.00165 | -0.001349 | -0.001096 | -0.000612 | -0.00034 | 0 | 0.00029 | 0.000733 | 0.000996 | 0.001141 | 0.001346 | 0.001436 | 0.001652 | 0.001639 | 0.00171 | 0.001686 | 0.001713 | 0.001578
-0.010803 | -0.010284 | -0.009701 | -0.009229 | -0.008812 | -0.008427 | -0.008038 | -0.007588 | -0.007105 | -0.006463 | -0.006042 | -0.005398 | -0.004709 | -0.004078 | -0.003509 | -0.003181 | -0.002761 | -0.002379 | -0.001995 | -0.001749 | -0.001389 | -0.001092 | -0.000598 | -0.000383 | 0 | 0.000316 | 0.000733 | 0.001029 | 0.001213 | 0.001435 | 0.001522 | 0.001664 | 0.001684 | 0.00184 | 0.001794 | 0.00186 | 0.001622
CC_tcarray =
-0.017872 | -0.015656 | -0.018275 | -0.015165 | -0.015225 | -0.016284 | -0.016337 | -0.014178 | -0.014453 | -0.012473 | -0.010115 | -0.011413 | -0.009062 | -0.00694 | -0.009138 | -0.007586 | -0.007579 | -0.004057 | -0.005548 | -0.00168 | -0.000166 | 0.000111 | 0.001066 | 0.002564 | 0 | 0.002496 | 0.004769 | 0.004807 | 0.004175 | 0.008334 | 0.008529 | 0.009201 | 0.008589 | 0.008938 | 0.010469 | 0.009428 | 0.009598
-0.018088 | -0.017525 | -0.01656 | -0.01532 | -0.01593 | -0.015743 | -0.014582 | -0.013686 | -0.011082 | -0.009575 | -0.010401 | -0.010049 | -0.008434 | -0.006672 | -0.00682 | -0.008143 | -0.006535 | -0.006637 | -0.006225 | -0.002892 | -0.002772 | -0.001936 | -0.000539 | -0.000431 | 0 | -0.000581 | -6.9e-05 | 0.00187 | 0.001273 | 0.001901 | 0.003664 | 0.002655 | 0.00287 | 0.003111 | 0.003924 | 0.003617 | 0.004302
-0.017731 | -0.016217 | -0.015743 | -0.01496 | -0.014174 | -0.013879 | -0.012559 | -0.011988 | -0.011702 | -0.009942 | -0.008466 | -0.008282 | -0.007771 | -0.006168 | -0.00737 | -0.006596 | -0.005338 | -0.004781 | -0.00383 | -0.002001 | -0.00213 | -0.001086 | -4.9e-05 | 0.000889 | 0 | 0.001081 | 0.002421 | 0.003092 | 0.002596 | 0.004599 | 0.006095 | 0.004834 | 0.006304 | 0.005462 | 0.006548 | 0.006888 | 0.007858
-0.018546 | -0.016574 | -0.016144 | -0.014046 | -0.014531 | -0.014328 | -0.013209 | -0.012208 | -0.012177 | -0.010306 | -0.00989 | -0.009827 | -0.008287 | -0.00741 | -0.007991 | -0.007908 | -0.007268 | -0.006008 | -0.00536 | -0.002857 | -0.002721 | -0.002957 | -0.000817 | -0.000501 | 0 | 0.000299 | 0.001603 | 0.002191 | 0.00247 | 0.003566 | 0.005185 | 0.005527 | 0.005819 | 0.006515 | 0.007465 | 0.007782 | 0.007748
-0.018302 | -0.017055 | -0.015884 | -0.015235 | -0.014585 | -0.014414 | -0.013782 | -0.013267 | -0.012705 | -0.011218 | -0.011374 | -0.010942 | -0.009768 | -0.00797 | -0.00846 | -0.008083 | -0.00686 | -0.006154 | -0.005406 | -0.003283 | -0.002735 | -0.002081 | -0.000974 | -0.000157 | 0 | 0.000391 | 0.00151 | 0.002752 | 0.002938 | 0.004109 | 0.005097 | 0.004941 | 0.00601 | 0.005263 | 0.006362 | 0.007271 | 0.008027
-0.018295 | -0.017141 | -0.017126 | -0.016224 | -0.015952 | -0.015461 | -0.014892 | -0.014362 | -0.013633 | -0.01304 | -0.011976 | -0.011857 | -0.010351 | -0.009227 | -0.008855 | -0.008161 | -0.007254 | -0.00625 | -0.005986 | -0.004204 | -0.002771 | -0.002415 | -0.001176 | -0.000961 | 0 | 0.000681 | 0.00191 | 0.002821 | 0.003211 | 0.004945 | 0.005535 | 0.00519 | 0.006085 | 0.006252 | 0.006557 | 0.00717 | 0.007486
-0.020648 | -0.019113 | -0.01861 | -0.017155 | -0.017026 | -0.016767 | -0.016194 | -0.015245 | -0.014813 | -0.013362 | -0.012291 | -0.011792 | -0.009826 | -0.009274 | -0.008288 | -0.008134 | -0.007236 | -0.006231 | -0.005701 | -0.003512 | -0.003172 | -0.002516 | -0.000787 | -0.000253 | 0 | 0.00058 | 0.002023 | 0.00274 | 0.003361 | 0.004366 | 0.005423 | 0.005488 | 0.005487 | 0.005419 | 0.006722 | 0.00649 | 0.006523
-0.02027 | -0.019273 | -0.01848 | -0.017736 | -0.017142 | -0.017201 | -0.015863 | -0.01474 | -0.013951 | -0.012588 | -0.011929 | -0.011007 | -0.010026 | -0.008355 | -0.00838 | -0.007796 | -0.006319 | -0.005862 | -0.005395 | -0.003643 | -0.002809 | -0.002253 | -0.000846 | 5e-05 | 0 | 0.000363 | 0.001724 | 0.002582 | 0.003204 | 0.004009 | 0.004651 | 0.005025 | 0.00558 | 0.005332 | 0.005951 | 0.005544 | 0.006478
-0.017846 | -0.016677 | -0.016281 | -0.015372 | -0.015139 | -0.01446 | -0.013564 | -0.012837 | -0.012543 | -0.011306 | -0.010471 | -0.009961 | -0.009262 | -0.008117 | -0.008234 | -0.007492 | -0.006837 | -0.005329 | -0.005293 | -0.003809 | -0.003121 | -0.002316 | -0.001235 | -0.000807 | 0 | 0.000564 | 0.001529 | 0.002555 | 0.002692 | 0.004127 | 0.004813 | 0.00506 | 0.005999 | 0.00613 | 0.006929 | 0.00734 | 0.007466
-0.01445 | -0.013137 | -0.012712 | -0.011713 | -0.01159 | -0.011258 | -0.011159 | -0.010471 | -0.010336 | -0.009699 | -0.009524 | -0.009434 | -0.008669 | -0.007824 | -0.007644 | -0.006957 | -0.006067 | -0.00552 | -0.004765 | -0.003889 | -0.002687 | -0.002269 | -0.000825 | -0.0003 | 0 | 0.001065 | 0.001564 | 0.002476 | 0.003078 | 0.004176 | 0.004796 | 0.005505 | 0.006239 | 0.006432 | 0.007265 | 0.007674 | 0.008215
-0.015069 | -0.013692 | -0.01299 | -0.012479 | -0.012195 | -0.01198 | -0.011667 | -0.011735 | -0.011438 | -0.010895 | -0.010394 | -0.010161 | -0.009086 | -0.008437 | -0.007928 | -0.007212 | -0.006501 | -0.005711 | -0.005153 | -0.003557 | -0.003028 | -0.002013 | -0.001324 | -0.000632 | 0 | 0.000805 | 0.001731 | 0.002582 | 0.003256 | 0.003975 | 0.004867 | 0.00517 | 0.005669 | 0.006297 | 0.006732 | 0.007121 | 0.007683
-0.016959 | -0.015567 | -0.015411 | -0.014366 | -0.014295 | -0.014132 | -0.014007 | -0.013494 | -0.013214 | -0.011955 | -0.011325 | -0.010561 | -0.009533 | -0.008518 | -0.008094 | -0.007462 | -0.006597 | -0.005699 | -0.004771 | -0.003532 | -0.003057 | -0.002215 | -0.00134 | -0.000371 | 0 | 0.000694 | 0.00204 | 0.002719 | 0.003317 | 0.004138 | 0.005093 | 0.004948 | 0.005293 | 0.005661 | 0.005951 | 0.006171 | 0.006398
-0.018594 | -0.017486 | -0.016766 | -0.01622 | -0.015805 | -0.015328 | -0.014786 | -0.013976 | -0.012929 | -0.012107 | -0.011206 | -0.010487 | -0.009506 | -0.008338 | -0.007754 | -0.007005 | -0.006079 | -0.005585 | -0.004782 | -0.003363 | -0.002536 | -0.001814 | -0.001005 | -0.000579 | 0 | 0.000895 | 0.001781 | 0.00274 | 0.003077 | 0.003819 | 0.004432 | 0.004643 | 0.00488 | 0.004493 | 0.004953 | 0.004798 | 0.004787
-0.017714 | -0.01678 | -0.016424 | -0.01567 | -0.015088 | -0.014646 | -0.013642 | -0.012435 | -0.011896 | -0.01089 | -0.010074 | -0.009217 | -0.008217 | -0.007583 | -0.007097 | -0.006449 | -0.005824 | -0.005143 | -0.004339 | -0.003273 | -0.002642 | -0.001988 | -0.001238 | -0.000706 | 0 | 0.000374 | 0.001301 | 0.001908 | 0.002527 | 0.003362 | 0.003865 | 0.004293 | 0.004514 | 0.004747 | 0.005155 | 0.004977 | 0.005098
-0.014026 | -0.012989 | -0.012664 | -0.011584 | -0.011311 | -0.010863 | -0.010378 | -0.009689 | -0.009273 | -0.008643 | -0.008081 | -0.007969 | -0.007158 | -0.006842 | -0.006365 | -0.00599 | -0.005418 | -0.004654 | -0.00429 | -0.003046 | -0.002423 | -0.001639 | -0.001055 | -0.000383 | 0 | 0.000551 | 0.001501 | 0.002208 | 0.002752 | 0.003379 | 0.004269 | 0.004623 | 0.005261 | 0.0056 | 0.006067 | 0.006539 | 0.006467
-0.010863 | -0.00978 | -0.009008 | -0.008595 | -0.008271 | -0.008111 | -0.007919 | -0.007866 | -0.008003 | -0.007542 | -0.007222 | -0.007019 | -0.006921 | -0.006294 | -0.006169 | -0.00565 | -0.005127 | -0.004591 | -0.003894 | -0.003238 | -0.002405 | -0.001769 | -0.000868 | -0.000518 | 0 | 0.000557 | 0.001325 | 0.002115 | 0.002695 | 0.003352 | 0.003994 | 0.004373 | 0.005046 | 0.005458 | 0.006041 | 0.006403 | 0.007078
-0.011548 | -0.010211 | -0.009898 | -0.009203 | -0.009038 | -0.00907 | -0.008969 | -0.009102 | -0.009178 | -0.00875 | -0.008434 | -0.008127 | -0.00761 | -0.007046 | -0.006502 | -0.006075 | -0.005357 | -0.004861 | -0.004116 | -0.003058 | -0.002448 | -0.001855 | -0.001439 | -0.000534 | 0 | 0.000518 | 0.001344 | 0.001904 | 0.002544 | 0.003238 | 0.003769 | 0.00406 | 0.004651 | 0.005013 | 0.005092 | 0.0055 | 0.005813
-0.013995 | -0.012697 | -0.011985 | -0.011422 | -0.011402 | -0.011367 | -0.011084 | -0.010757 | -0.010399 | -0.009829 | -0.009077 | -0.008589 | -0.007725 | -0.006975 | -0.006526 | -0.005861 | -0.005372 | -0.004435 | -0.003968 | -0.003039 | -0.002295 | -0.001669 | -0.000768 | -0.00049 | 0 | 0.000612 | 0.001449 | 0.00211 | 0.002587 | 0.003032 | 0.003532 | 0.003495 | 0.003809 | 0.003511 | 0.003912 | 0.003883 | 0.003741
-0.015416 | -0.014506 | -0.014037 | -0.013724 | -0.013099 | -0.012848 | -0.012125 | -0.011215 | -0.010576 | -0.00974 | -0.008919 | -0.008164 | -0.007339 | -0.006481 | -0.005893 | -0.005398 | -0.004625 | -0.004265 | -0.003516 | -0.002609 | -0.001917 | -0.001515 | -0.000953 | -0.000424 | 0 | 0.000524 | 0.001274 | 0.001907 | 0.002264 | 0.002872 | 0.002958 | 0.003124 | 0.003146 | 0.002948 | 0.002877 | 0.002683 | 0.002499
-0.01302 | -0.012307 | -0.012315 | -0.011591 | -0.011223 | -0.010716 | -0.009968 | -0.009083 | -0.008489 | -0.007765 | -0.007108 | -0.006663 | -0.005999 | -0.005249 | -0.004948 | -0.004647 | -0.004111 | -0.003491 | -0.003139 | -0.002213 | -0.001851 | -0.001178 | -0.000858 | -0.000247 | 0 | 0.000505 | 0.00115 | 0.001581 | 0.002027 | 0.002507 | 0.002814 | 0.003084 | 0.00325 | 0.003497 | 0.003499 | 0.003533 | 0.00317
-0.009701 | -0.008817 | -0.008164 | -0.007707 | -0.007452 | -0.007193 | -0.006658 | -0.006222 | -0.00602 | -0.005599 | -0.005354 | -0.005169 | -0.004939 | -0.004682 | -0.004442 | -0.004002 | -0.003631 | -0.003275 | -0.002802 | -0.002211 | -0.001651 | -0.001406 | -0.000598 | -0.00034 | 0 | 0.000554 | 0.000966 | 0.001555 | 0.002013 | 0.00235 | 0.002981 | 0.003333 | 0.003882 | 0.004072 | 0.004574 | 0.004694 | 0.004883
-0.005552 | -0.004622 | -0.004391 | -0.004155 | -0.003885 | -0.003973 | -0.003909 | -0.004182 | -0.004427 | -0.004323 | -0.004384 | -0.00442 | -0.004328 | -0.004209 | -0.004175 | -0.003892 | -0.003424 | -0.00312 | -0.002692 | -0.002054 | -0.001732 | -0.001252 | -0.000885 | -0.000436 | 0 | 0.000427 | 0.000987 | 0.001461 | 0.001789 | 0.002442 | 0.002897 | 0.003477 | 0.003939 | 0.004382 | 0.00485 | 0.005288 | 0.005792
-0.006103 | -0.004913 | -0.004637 | -0.004183 | -0.004298 | -0.004481 | -0.004813 | -0.00519 | -0.005491 | -0.0054 | -0.005339 | -0.005298 | -0.005041 | -0.004804 | -0.004522 | -0.004286 | -0.003959 | -0.003275 | -0.003018 | -0.002331 | -0.001785 | -0.001298 | -0.000938 | -0.000337 | 0 | 0.000462 | 0.001089 | 0.00151 | 0.001977 | 0.002452 | 0.002886 | 0.003265 | 0.003543 | 0.003966 | 0.004223 | 0.004599 | 0.004835
-0.009446 | -0.008373 | -0.007693 | -0.007634 | -0.007568 | -0.007676 | -0.007687 | -0.007655 | -0.007527 | -0.007165 | -0.00681 | -0.006324 | -0.005841 | -0.005172 | -0.004849 | -0.004323 | -0.003855 | -0.003366 | -0.002807 | -0.002134 | -0.001582 | -0.001197 | -0.000462 | -0.000248 | 0 | 0.000727 | 0.001369 | 0.001806 | 0.002249 | 0.002527 | 0.002785 | 0.002848 | 0.002882 | 0.002607 | 0.002841 | 0.002682 | 0.002723
-0.011916 | -0.011068 | -0.011008 | -0.010663 | -0.010394 | -0.010254 | -0.009844 | -0.009218 | -0.008632 | -0.007984 | -0.007321 | -0.006717 | -0.005942 | -0.005288 | -0.004816 | -0.004457 | -0.003866 | -0.00338 | -0.00283 | -0.002038 | -0.001606 | -0.001055 | -0.000883 | -0.000382 | 0 | 0.000395 | 0.001065 | 0.001501 | 0.001744 | 0.002192 | 0.002228 | 0.002191 | 0.002067 | 0.001884 | 0.001571 | 0.001392 | 0.000906
-0.01162 | -0.01099 | -0.010887 | -0.010342 | -0.010159 | -0.009762 | -0.009131 | -0.008069 | -0.007464 | -0.006833 | -0.006142 | -0.005561 | -0.004864 | -0.004358 | -0.004002 | -0.003598 | -0.003288 | -0.002842 | -0.00247 | -0.001845 | -0.001372 | -0.000961 | -0.000585 | -0.000231 | 0 | 0.000423 | 0.000915 | 0.00128 | 0.001605 | 0.001873 | 0.002061 | 0.002066 | 0.002058 | 0.00184 | 0.001793 | 0.001515 | 0.000968
-0.008275 | -0.007734 | -0.007476 | -0.007309 | -0.006882 | -0.006571 | -0.005939 | -0.005367 | -0.004985 | -0.004562 | -0.004221 | -0.004008 | -0.003714 | -0.003436 | -0.003269 | -0.00306 | -0.002661 | -0.002407 | -0.002003 | -0.001539 | -0.001172 | -0.000951 | -0.000482 | -0.000238 | 0 | 0.000481 | 0.000841 | 0.001195 | 0.001494 | 0.001827 | 0.002189 | 0.002438 | 0.002805 | 0.002765 | 0.003001 | 0.002915 | 0.0029
-0.004074 | -0.003276 | -0.003218 | -0.002843 | -0.002735 | -0.002716 | -0.002568 | -0.002616 | -0.002743 | -0.00274 | -0.002793 | -0.002923 | -0.002939 | -0.00301 | -0.002955 | -0.002867 | -0.002596 | -0.002302 | -0.002052 | -0.00164 | -0.001389 | -0.000951 | -0.000772 | -0.00033 | 0 | 0.000176 | 0.000582 | 0.000926 | 0.001225 | 0.001738 | 0.002104 | 0.002624 | 0.003056 | 0.003607 | 0.003896 | 0.004348 | 0.004507
-0.001545 | -0.00062 | -0.000242 | -0.000123 | -0.000299 | -0.000503 | -0.000965 | -0.001524 | -0.002012 | -0.002184 | -0.002461 | -0.002678 | -0.002822 | -0.00288 | -0.00289 | -0.002702 | -0.002575 | -0.002108 | -0.001921 | -0.001498 | -0.001159 | -0.000914 | -0.000463 | -0.000165 | 0 | 0.00051 | 0.000857 | 0.001222 | 0.001649 | 0.001998 | 0.002401 | 0.00277 | 0.003313 | 0.003654 | 0.004264 | 0.004637 | 0.005089
-0.00283 | -0.001978 | -0.001721 | -0.00188 | -0.001899 | -0.0023 | -0.002702 | -0.003318 | -0.003666 | -0.003715 | -0.003788 | -0.003892 | -0.003796 | -0.003637 | -0.003451 | -0.003194 | -0.002858 | -0.002668 | -0.002127 | -0.001672 | -0.001235 | -0.000845 | -0.000477 | -0.000267 | 0 | 0.000483 | 0.001002 | 0.001452 | 0.001714 | 0.002122 | 0.002333 | 0.002593 | 0.002828 | 0.00295 | 0.00318 | 0.00334 | 0.003641
-0.006313 | -0.005528 | -0.005513 | -0.005378 | -0.005558 | -0.005786 | -0.00592 | -0.006036 | -0.005986 | -0.005705 | -0.005442 | -0.005191 | -0.00472 | -0.004363 | -0.003997 | -0.003738 | -0.003384 | -0.002859 | -0.002454 | -0.001807 | -0.001404 | -0.00095 | -0.000768 | -0.000349 | 0 | 0.000387 | 0.001 | 0.001341 | 0.001633 | 0.001996 | 0.001999 | 0.001974 | 0.001827 | 0.001735 | 0.001552 | 0.001376 | 0.001138
-0.008873 | -0.008465 | -0.008342 | -0.008306 | -0.008257 | -0.00823 | -0.007934 | -0.007393 | -0.006903 | -0.006386 | -0.005809 | -0.005293 | -0.004592 | -0.003991 | -0.003615 | -0.003208 | -0.002942 | -0.002511 | -0.002087 | -0.001502 | -0.001045 | -0.000767 | -0.000312 | -0.000126 | 0 | 0.00061 | 0.001103 | 0.001485 | 0.001757 | 0.001814 | 0.001812 | 0.001633 | 0.001385 | 0.000824 | 0.000649 | 0.000162 | -0.000463
-0.008666 | -0.008502 | -0.008756 | -0.008688 | -0.008422 | -0.008169 | -0.007603 | -0.006689 | -0.006047 | -0.005506 | -0.004979 | -0.004515 | -0.003988 | -0.003572 | -0.003283 | -0.003037 | -0.002668 | -0.002395 | -0.001928 | -0.001438 | -0.001069 | -0.000688 | -0.000445 | -0.000293 | 0 | 0.000371 | 0.000806 | 0.001126 | 0.001292 | 0.001546 | 0.001549 | 0.001546 | 0.001365 | 0.00107 | 0.000668 | 0.000208 | -0.000495
-0.005466 | -0.005375 | -0.005644 | -0.005342 | -0.005312 | -0.005135 | -0.00458 | -0.003904 | -0.003542 | -0.003236 | -0.002983 | -0.00283 | -0.002568 | -0.002463 | -0.002351 | -0.002278 | -0.002053 | -0.00176 | -0.001575 | -0.001127 | -0.000937 | -0.000607 | -0.000479 | -0.000168 | 0 | 0.000322 | 0.000652 | 0.000899 | 0.001113 | 0.001392 | 0.001529 | 0.001626 | 0.001657 | 0.001756 | 0.001643 | 0.001439 | 0.000982
-0.000621 | -0.000503 | -0.000569 | -0.000694 | -0.000658 | -0.000753 | -0.000654 | -0.000654 | -0.000772 | -0.000837 | -0.001011 | -0.001228 | -0.001359 | -0.001482 | -0.001602 | -0.001591 | -0.001496 | -0.001355 | -0.001161 | -0.00098 | -0.000687 | -0.000602 | -0.000239 | -0.000107 | 0 | 0.000418 | 0.00067 | 0.000865 | 0.00112 | 0.001384 | 0.001697 | 0.002067 | 0.002466 | 0.002675 | 0.003039 | 0.003091 | 0.003128
0.002892 | 0.003256 | 0.003022 | 0.002882 | 0.002698 | 0.002358 | 0.001964 | 0.001287 | 0.000707 | 0.000428 | -5.8e-05 | -0.000582 | -0.000993 | -0.001368 | -0.001546 | -0.001646 | -0.001529 | -0.001442 | -0.001296 | -0.000959 | -0.000857 | -0.000638 | -0.000542 | -0.00026 | 0 | 0.000162 | 0.00053 | 0.000688 | 0.000927 | 0.001347 | 0.001616 | 0.002235 | 0.002729 | 0.003219 | 0.003546 | 0.003854 | 0.004247
0.003722 | 0.004217 | 0.004247 | 0.004074 | 0.003579 | 0.00298 | 0.002292 | 0.001293 | 0.000567 | 0.000144 | -0.000412 | -0.00085 | -0.001221 | -0.001488 | -0.001607 | -0.001669 | -0.001615 | -0.001361 | -0.001272 | -0.000972 | -0.000768 | -0.000603 | -0.000401 | -0.000102 | 0 | 0.00036 | 0.00073 | 0.001011 | 0.00128 | 0.001582 | 0.00184 | 0.002158 | 0.002489 | 0.002904 | 0.003323 | 0.003603 | 0.00397
0.001487 | 0.002018 | 0.00201 | 0.001617 | 0.001316 | 0.000736 | 4.4e-05 | -0.000762 | -0.001332 | -0.001526 | -0.001814 | -0.002094 | -0.002143 | -0.002154 | -0.002127 | -0.002048 | -0.001948 | -0.001728 | -0.001389 | -0.00107 | -0.000774 | -0.000523 | -0.00027 | -0.00015 | 0 | 0.000444 | 0.000922 | 0.001198 | 0.001416 | 0.00164 | 0.001794 | 0.001916 | 0.002035 | 0.002062 | 0.002211 | 0.002197 | 0.002326
-0.001918 | -0.001538 | -0.001769 | -0.001979 | -0.002318 | -0.002716 | -0.003066 | -0.003383 | -0.003483 | -0.003444 | -0.003403 | -0.00328 | -0.002995 | -0.002825 | -0.002651 | -0.002554 | -0.002299 | -0.002001 | -0.001669 | -0.001175 | -0.000907 | -0.000546 | -0.000474 | -0.000237 | 0 | 0.000314 | 0.000872 | 0.001142 | 0.001303 | 0.001553 | 0.001425 | 0.001353 | 0.001123 | 0.000936 | 0.000595 | 0.000302 | -1.9e-05
-0.004929 | -0.004794 | -0.004958 | -0.005077 | -0.005261 | -0.005405 | -0.005349 | -0.004973 | -0.004642 | -0.004289 | -0.003946 | -0.003527 | -0.003075 | -0.002667 | -0.002429 | -0.002205 | -0.002054 | -0.001705 | -0.001398 | -0.000977 | -0.000617 | -0.000408 | -0.000245 | -9.9e-05 | 0 | 0.000521 | 0.001023 | 0.001317 | 0.001404 | 0.001428 | 0.001269 | 0.00091 | 0.000534 | -1.2e-05 | -0.000452 | -0.000992 | -0.00172
-0.005944 | -0.006045 | -0.006438 | -0.00656 | -0.006474 | -0.006388 | -0.005965 | -0.005173 | -0.004551 | -0.004087 | -0.003628 | -0.003237 | -0.002725 | -0.002341 | -0.002137 | -0.001985 | -0.001788 | -0.001591 | -0.001207 | -0.000836 | -0.000581 | -0.00031 | -0.00021 | -0.000134 | 0 | 0.000365 | 0.000821 | 0.000969 | 0.001037 | 0.001123 | 0.000946 | 0.000746 | 0.000358 | -0.000197 | -0.000769 | -0.001399 | -0.00227
-0.004363 | -0.004533 | -0.004947 | -0.004882 | -0.004863 | -0.004682 | -0.004184 | -0.003407 | -0.002862 | -0.002479 | -0.002166 | -0.001912 | -0.001615 | -0.00149 | -0.001441 | -0.001356 | -0.001254 | -0.00103 | -0.000827 | -0.000543 | -0.000408 | -0.000284 | -0.000227 | -9.4e-05 | 0 | 0.00025 | 0.00056 | 0.000701 | 0.000735 | 0.00085 | 0.000798 | 0.000675 | 0.000425 | 0.000157 | -0.000253 | -0.00078 | -0.001468
-0.000906 | -0.001023 | -0.001347 | -0.001373 | -0.001381 | -0.00131 | -0.001004 | -0.000567 | -0.000349 | -0.000218 | -0.000223 | -0.000264 | -0.000299 | -0.000374 | -0.00049 | -0.000549 | -0.00057 | -0.000466 | -0.000397 | -0.000295 | -0.000175 | -0.000159 | -7.6e-05 | -1.9e-05 | 0 | 0.000292 | 0.000478 | 0.000577 | 0.000632 | 0.000771 | 0.000832 | 0.000944 | 0.001041 | 0.001025 | 0.000958 | 0.000756 | 0.000425
0.002991 | 0.002995 | 0.002636 | 0.002484 | 0.002399 | 0.002237 | 0.002151 | 0.002056 | 0.001804 | 0.001616 | 0.001279 | 0.00086 | 0.000524 | 0.000166 | -0.000102 | -0.000264 | -0.000336 | -0.000341 | -0.00032 | -0.000211 | -0.000243 | -0.000179 | -0.000147 | -9.9e-05 | 0 | 0.000157 | 0.000318 | 0.000329 | 0.000422 | 0.00069 | 0.000873 | 0.001272 | 0.001645 | 0.001905 | 0.002116 | 0.002211 | 0.00231
0.004714 | 0.004894 | 0.004599 | 0.004375 | 0.004081 | 0.00368 | 0.003218 | 0.002529 | 0.001942 | 0.00155 | 0.001001 | 0.000455 | -2.7e-05 | -0.000423 | -0.000655 | -0.000781 | -0.000868 | -0.000743 | -0.000692 | -0.000548 | -0.000478 | -0.000353 | -0.000279 | -7.6e-05 | 0 | 0.000249 | 0.000454 | 0.00056 | 0.000707 | 0.000975 | 0.001231 | 0.001712 | 0.002154 | 0.002609 | 0.002956 | 0.003173 | 0.003395
0.005861 | 0.006181 | 0.006089 | 0.00576 | 0.005308 | 0.004667 | 0.003909 | 0.002846 | 0.00202 | 0.001542 | 0.000868 | 0.000264 | -0.000231 | -0.000653 | -0.00088 | -0.001032 | -0.000975 | -0.000921 | -0.0008 | -0.000646 | -0.000544 | -0.000465 | -0.000293 | -0.000146 | 0 | 0.000275 | 0.000542 | 0.000689 | 0.000833 | 0.001078 | 0.001312 | 0.001713 | 0.002199 | 0.002636 | 0.003016 | 0.003271 | 0.003656
0.004822 | 0.005211 | 0.005004 | 0.0046 | 0.004129 | 0.003438 | 0.002598 | 0.001514 | 0.000769 | 0.000359 | -0.000176 | -0.00068 | -0.001016 | -0.001219 | -0.0013 | -0.001376 | -0.001337 | -0.001138 | -0.000969 | -0.000742 | -0.000603 | -0.000427 | -0.000332 | -0.000182 | 0 | 0.000348 | 0.000723 | 0.000859 | 0.001006 | 0.001232 | 0.001369 | 0.001637 | 0.001828 | 0.002148 | 0.002337 | 0.002482 | 0.002701
0.001977 | 0.002327 | 0.002117 | 0.001752 | 0.00129 | 0.00071 | 5.4e-05 | -0.000697 | -0.001137 | -0.0013 | -0.001573 | -0.001742 | -0.00177 | -0.001792 | -0.001748 | -0.001715 | -0.001607 | -0.001408 | -0.001159 | -0.000786 | -0.000566 | -0.000362 | -0.000282 | -0.000127 | 0 | 0.000421 | 0.000838 | 0.001039 | 0.001169 | 0.001273 | 0.001253 | 0.001256 | 0.001222 | 0.001145 | 0.001081 | 0.000929 | 0.000803
-0.001575 | -0.001414 | -0.001637 | -0.00197 | -0.002271 | -0.002675 | -0.002983 | -0.003145 | -0.00315 | -0.003053 | -0.002993 | -0.002859 | -0.002587 | -0.002365 | -0.002189 | -0.002062 | -0.001872 | -0.001589 | -0.001251 | -0.000879 | -0.000585 | -0.000353 | -0.000263 | -0.000143 | 0 | 0.000434 | 0.000926 | 0.001144 | 0.001174 | 0.001244 | 0.001105 | 0.000865 | 0.000539 | 0.000202 | -0.000153 | -0.000643 | -0.001166
-0.004299 | -0.004394 | -0.004789 | -0.004951 | -0.005135 | -0.005253 | -0.005129 | -0.004729 | -0.004311 | -0.003979 | -0.003604 | -0.003207 | -0.002725 | -0.002313 | -0.002065 | -0.001928 | -0.001782 | -0.001481 | -0.00116 | -0.000747 | -0.000471 | -0.000263 | -0.000207 | -0.000116 | 0 | 0.00043 | 0.000924 | 0.001091 | 0.001077 | 0.001074 | 0.000868 | 0.000546 | 7.7e-05 | -0.000472 | -0.001085 | -0.001762 | -0.002633
-0.005108 | -0.005399 | -0.005938 | -0.006107 | -0.006193 | -0.006097 | -0.005679 | -0.004929 | -0.004331 | -0.003879 | -0.003449 | -0.003024 | -0.002541 | -0.002198 | -0.001988 | -0.001808 | -0.001636 | -0.001355 | -0.00105 | -0.000679 | -0.000426 | -0.000261 | -0.000212 | -0.000118 | 0 | 0.000366 | 0.000796 | 0.00095 | 0.000933 | 0.000883 | 0.000709 | 0.000406 | -5.9e-05 | -0.000628 | -0.001205 | -0.001973 | -0.002967
-0.003851 | -0.004199 | -0.004718 | -0.004756 | -0.004777 | -0.004725 | -0.004305 | -0.003558 | -0.002999 | -0.002592 | -0.002274 | -0.002026 | -0.001697 | -0.001479 | -0.001355 | -0.001301 | -0.001193 | -0.001005 | -0.000793 | -0.000523 | -0.00034 | -0.000194 | -0.000162 | -0.000108 | 0 | 0.000315 | 0.00065 | 0.000726 | 0.000761 | 0.000791 | 0.000688 | 0.00054 | 0.000236 | -9.2e-05 | -0.00061 | -0.00123 | -0.002095
-0.001008 | -0.00132 | -0.001804 | -0.001921 | -0.00194 | -0.001869 | -0.001534 | -0.00104 | -0.0009 | -0.000805 | -0.000735 | -0.000744 | -0.000688 | -0.000742 | -0.0008 | -0.000856 | -0.000799 | -0.000704 | -0.000573 | -0.000348 | -0.000257 | -0.00018 | -0.000131 | -6.3e-05 | 0 | 0.000253 | 0.000508 | 0.000539 | 0.000573 | 0.00063 | 0.000687 | 0.00074 | 0.000748 | 0.000669 | 0.000476 | 7.5e-05 | -0.000454
0.002695 | 0.002503 | 0.00207 | 0.001874 | 0.001745 | 0.001613 | 0.001639 | 0.001583 | 0.001306 | 0.001143 | 0.000852 | 0.000531 | 0.000297 | 1.4e-05 | -0.000182 | -0.000383 | -0.0004 | -0.000316 | -0.000305 | -0.000207 | -0.000206 | -0.000156 | -0.000179 | -0.0001 | 0 | 0.000245 | 0.000411 | 0.000468 | 0.000514 | 0.000673 | 0.000782 | 0.0011 | 0.001357 | 0.001612 | 0.001679 | 0.001646 | 0.0015
0.005952 | 0.00596 | 0.005592 | 0.005327 | 0.005024 | 0.004556 | 0.004053 | 0.003422 | 0.002911 | 0.002569 | 0.002001 | 0.001411 | 0.00088 | 0.000392 | 9.5e-05 | -0.000114 | -0.000252 | -0.000205 | -0.000213 | -0.000144 | -0.000149 | -0.000173 | -0.000148 | -5.9e-05 | 0 | 0.000191 | 0.00037 | 0.000359 | 0.000487 | 0.000688 | 0.000943 | 0.001391 | 0.001851 | 0.002337 | 0.002644 | 0.002862 | 0.003074
0.00791 | 0.008085 | 0.007793 | 0.007295 | 0.006784 | 0.006165 | 0.005416 | 0.004369 | 0.003536 | 0.003042 | 0.002288 | 0.001613 | 0.00098 | 0.000431 | 9.8e-05 | -0.000129 | -0.000257 | -0.000232 | -0.000249 | -0.000223 | -0.000238 | -0.000234 | -0.000195 | -9.1e-05 | 0 | 0.000227 | 0.000424 | 0.000481 | 0.000619 | 0.000821 | 0.001127 | 0.00162 | 0.00211 | 0.002679 | 0.003083 | 0.0034 | 0.003857
0.007756 | 0.007971 | 0.007734 | 0.007269 | 0.006721 | 0.00597 | 0.005065 | 0.00382 | 0.00294 | 0.002415 | 0.001682 | 0.000967 | 0.000423 | 4e-06 | -0.000261 | -0.000467 | -0.000523 | -0.000462 | -0.000403 | -0.000284 | -0.000263 | -0.000202 | -0.000189 | -8.4e-05 | 0 | 0.000288 | 0.000548 | 0.000648 | 0.000757 | 0.001027 | 0.001223 | 0.001637 | 0.002052 | 0.002511 | 0.002838 | 0.003157 | 0.003584
0.006066 | 0.006337 | 0.006112 | 0.00562 | 0.005056 | 0.00433 | 0.003417 | 0.002329 | 0.001587 | 0.001173 | 0.000613 | 0.000132 | -0.000212 | -0.000528 | -0.000693 | -0.00082 | -0.000865 | -0.000768 | -0.000662 | -0.000453 | -0.000313 | -0.00024 | -0.000224 | -0.000112 | 0 | 0.00038 | 0.000722 | 0.000877 | 0.001002 | 0.001165 | 0.001267 | 0.001497 | 0.001642 | 0.001907 | 0.002045 | 0.002155 | 0.002396
0.00314 | 0.003313 | 0.002991 | 0.002525 | 0.001984 | 0.001335 | 0.000625 | -0.000139 | -0.000564 | -0.000719 | -0.001002 | -0.001255 | -0.001309 | -0.00137 | -0.001365 | -0.001369 | -0.001289 | -0.001156 | -0.000929 | -0.000647 | -0.000435 | -0.000314 | -0.000233 | -0.000147 | 0 | 0.00042 | 0.000873 | 0.001029 | 0.001104 | 0.001207 | 0.001177 | 0.001183 | 0.001106 | 0.001022 | 0.000901 | 0.000745 | 0.000631
0.000132 | 0.000159 | -0.000263 | -0.000631 | -0.001018 | -0.001487 | -0.001857 | -0.002094 | -0.002177 | -0.002124 | -0.002127 | -0.002097 | -0.001871 | -0.001758 | -0.001648 | -0.001597 | -0.001569 | -0.001261 | -0.000989 | -0.000623 | -0.000382 | -0.000209 | -0.000213 | -0.000102 | 0 | 0.000447 | 0.000911 | 0.001093 | 0.001149 | 0.001213 | 0.001073 | 0.000886 | 0.000557 | 0.000243 | -0.000171 | -0.000587 | -0.001075
-0.002296 | -0.002572 | -0.003019 | -0.003363 | -0.003661 | -0.003906 | -0.00393 | -0.003686 | -0.003395 | -0.003125 | -0.002893 | -0.002633 | -0.002247 | -0.00199 | -0.001817 | -0.001707 | -0.001569 | -0.001336 | -0.001027 | -0.00066 | -0.000378 | -0.000214 | -0.000112 | -7.2e-05 | 0 | 0.000492 | 0.001003 | 0.001172 | 0.001218 | 0.001177 | 0.000968 | 0.000691 | 0.000242 | -0.00032 | -0.000888 | -0.001552 | -0.002327
-0.003689 | -0.004098 | -0.004735 | -0.004988 | -0.005136 | -0.005227 | -0.004955 | -0.004335 | -0.003799 | -0.003395 | -0.003074 | -0.002739 | -0.002271 | -0.00199 | -0.001779 | -0.00167 | -0.00152 | -0.0013 | -0.001011 | -0.000633 | -0.000388 | -0.000244 | -0.000184 | -0.000107 | 0 | 0.00045 | 0.0009 | 0.001029 | 0.00105 | 0.001043 | 0.000817 | 0.000503 | 2e-05 | -0.000546 | -0.001233 | -0.001923 | -0.002857
-0.003511 | -0.004004 | -0.004608 | -0.004815 | -0.004908 | -0.004863 | -0.004486 | -0.003687 | -0.003149 | -0.002774 | -0.002449 | -0.002184 | -0.001768 | -0.001526 | -0.001394 | -0.001325 | -0.00129 | -0.001051 | -0.000776 | -0.00044 | -0.000247 | -0.000108 | -0.000146 | -6.5e-05 | 0 | 0.000368 | 0.000717 | 0.000909 | 0.000927 | 0.000974 | 0.000831 | 0.00057 | 0.000176 | -0.000295 | -0.000907 | -0.001558 | -0.002501
-0.001687 | -0.002252 | -0.002886 | -0.003101 | -0.003154 | -0.003111 | -0.002739 | -0.002088 | -0.001644 | -0.001389 | -0.001246 | -0.001089 | -0.000914 | -0.000853 | -0.00086 | -0.000858 | -0.00083 | -0.000749 | -0.000566 | -0.000308 | -0.000185 | -0.000129 | -7.3e-05 | -2.6e-05 | 0 | 0.000405 | 0.000718 | 0.000805 | 0.000809 | 0.000852 | 0.000812 | 0.000737 | 0.000566 | 0.000207 | -0.000207 | -0.000751 | -0.001409
0.000901 | 0.000423 | -0.000254 | -0.000424 | -0.0006 | -0.000692 | -0.000472 | -7e-05 | 0.000109 | 0.000157 | 9.2e-05 | -0.000104 | -0.000139 | -0.00029 | -0.000403 | -0.000598 | -0.000572 | -0.000471 | -0.000393 | -0.000268 | -0.000215 | -0.000139 | -0.000215 | -0.000169 | 0 | 0.0002 | 0.000464 | 0.000436 | 0.000536 | 0.000699 | 0.000808 | 0.000934 | 0.000961 | 0.000961 | 0.000761 | 0.000507 | 3.5e-05
0.003982 | 0.003653 | 0.003184 | 0.002876 | 0.002625 | 0.002435 | 0.002341 | 0.002191 | 0.001996 | 0.001901 | 0.001539 | 0.001129 | 0.000806 | 0.000434 | 0.000239 | 1.3e-05 | -0.000175 | -8.9e-05 | -6.7e-05 | 3.9e-05 | 5e-06 | -5.8e-05 | -5.8e-05 | 1.5e-05 | 0 | 0.000286 | 0.000455 | 0.000517 | 0.000642 | 0.00079 | 0.001014 | 0.001287 | 0.001563 | 0.001784 | 0.00188 | 0.001872 | 0.001795
0.007198 | 0.007002 | 0.006519 | 0.00607 | 0.005777 | 0.005277 | 0.004817 | 0.00424 | 0.003756 | 0.003355 | 0.00269 | 0.002071 | 0.00151 | 0.000912 | 0.000503 | 0.000247 | 0.000138 | -2.6e-05 | -4.2e-05 | 3e-05 | -5.1e-05 | -8.1e-05 | -9.3e-05 | -8.3e-05 | 0 | 0.000271 | 0.000413 | 0.000436 | 0.000512 | 0.000792 | 0.001008 | 0.001576 | 0.002048 | 0.002451 | 0.002712 | 0.002969 | 0.003213
0.008861 | 0.008955 | 0.008504 | 0.008123 | 0.007589 | 0.006923 | 0.006262 | 0.005332 | 0.004502 | 0.003958 | 0.003179 | 0.002353 | 0.001608 | 0.001054 | 0.00065 | 0.000258 | 2.9e-05 | 6.2e-05 | -5.4e-05 | -5.4e-05 | -8.6e-05 | -0.000204 | -0.000211 | -8.8e-05 | 0 | 0.000117 | 0.000324 | 0.000327 | 0.000495 | 0.000854 | 0.001163 | 0.001709 | 0.002254 | 0.002905 | 0.003274 | 0.003657 | 0.004151
0.010117 | 0.010244 | 0.010047 | 0.009449 | 0.008879 | 0.008145 | 0.007144 | 0.005881 | 0.004931 | 0.004333 | 0.003365 | 0.00255 | 0.001828 | 0.001144 | 0.000766 | 0.000368 | 0.000228 | 0.000155 | 0.000108 | 0.000105 | -1.8e-05 | -2.5e-05 | -7.5e-05 | 8e-06 | 0 | 0.000305 | 0.00046 | 0.000553 | 0.000719 | 0.000933 | 0.001231 | 0.001763 | 0.002295 | 0.00282 | 0.003363 | 0.003776 | 0.004381
0.009989 | 0.010247 | 0.00989 | 0.009304 | 0.008743 | 0.007825 | 0.006801 | 0.00544 | 0.004487 | 0.003809 | 0.002953 | 0.002117 | 0.001439 | 0.000881 | 0.000472 | 0.000135 | -8e-06 | -9.4e-05 | -0.000196 | -6.3e-05 | -0.000153 | -0.000131 | -0.000122 | -6.8e-05 | 0 | 0.000275 | 0.000549 | 0.000565 | 0.00071 | 0.00107 | 0.001303 | 0.001742 | 0.002257 | 0.002756 | 0.003117 | 0.003434 | 0.004075
0.008756 | 0.009091 | 0.008816 | 0.008317 | 0.007574 | 0.006686 | 0.005712 | 0.004404 | 0.003449 | 0.00301 | 0.002234 | 0.001527 | 0.001012 | 0.000512 | 0.000214 | -0.000101 | -0.000232 | -0.000124 | -0.000172 | -0.000104 | -6e-05 | -8.1e-05 | -0.000148 | -5.1e-05 | 0 | 0.000274 | 0.000552 | 0.000672 | 0.00079 | 0.001077 | 0.001163 | 0.001542 | 0.001796 | 0.002212 | 0.002431 | 0.002689 | 0.00313
0.007209 | 0.007364 | 0.007102 | 0.00642 | 0.005844 | 0.005085 | 0.004044 | 0.00302 | 0.00236 | 0.001885 | 0.001343 | 0.000827 | 0.00041 | 0.000155 | -1e-05 | -0.000161 | -0.000293 | -0.000429 | -0.000271 | -0.000118 | 1.6e-05 | 3.5e-05 | -3.4e-05 | 5.3e-05 | 0 | 0.000442 | 0.000783 | 0.000899 | 0.00097 | 0.001158 | 0.00119 | 0.001322 | 0.001426 | 0.001392 | 0.001549 | 0.00159 | 0.00184
0.00448 | 0.004638 | 0.004133 | 0.003673 | 0.003106 | 0.002334 | 0.001632 | 0.000949 | 0.000534 | 0.000313 | -5.6e-05 | -0.000345 | -0.000481 | -0.000668 | -0.000719 | -0.000883 | -0.000853 | -0.000828 | -0.000601 | -0.000457 | -0.000332 | -0.000177 | -0.000157 | -0.000257 | 0 | 0.000273 | 0.000748 | 0.000803 | 0.000842 | 0.001071 | 0.001005 | 0.001013 | 0.000881 | 0.00079 | 0.000623 | 0.000383 | 0.000335
0.001864 | 0.00191 | 0.001563 | 0.001089 | 0.000626 | 0.000135 | -0.000287 | -0.000692 | -0.000839 | -0.000772 | -0.000914 | -0.001013 | -0.000888 | -0.000841 | -0.000818 | -0.000911 | -0.000879 | -0.000736 | -0.000604 | -0.000253 | -0.000154 | -3.4e-05 | -9.5e-05 | 1.1e-05 | 0 | 0.000335 | 0.000796 | 0.001084 | 0.001164 | 0.001158 | 0.000995 | 0.000872 | 0.000478 | 0.000139 | -0.000224 | -0.000558 | -0.000956
0.000237 | 3e-05 | -0.000531 | -0.001077 | -0.001334 | -0.001666 | -0.002069 | -0.001936 | -0.001802 | -0.001582 | -0.001544 | -0.001469 | -0.001166 | -0.001042 | -0.001023 | -0.000939 | -0.001023 | -0.000876 | -0.000678 | -0.000284 | -0.000124 | -0.000119 | -6.5e-05 | -5.7e-05 | 0 | 0.000497 | 0.001038 | 0.001026 | 0.001031 | 0.001263 | 0.001042 | 0.000702 | 0.000373 | -0.000237 | -0.000839 | -0.001431 | -0.001952
-0.00184 | -0.002115 | -0.002711 | -0.002997 | -0.003295 | -0.003679 | -0.003517 | -0.003179 | -0.002783 | -0.002568 | -0.002195 | -0.002059 | -0.001745 | -0.001453 | -0.00142 | -0.00145 | -0.001189 | -0.001069 | -0.000877 | -0.000568 | -0.000385 | -6.2e-05 | -0.000202 | -0.000314 | 0 | 0.000264 | 0.000765 | 0.0009 | 0.000955 | 0.001041 | 0.000756 | 0.000381 | -0.000113 | -0.000664 | -0.001343 | -0.00198 | -0.002853
-0.002456 | -0.002806 | -0.003373 | -0.003683 | -0.003937 | -0.003937 | -0.003654 | -0.003099 | -0.002705 | -0.002276 | -0.002085 | -0.001654 | -0.001303 | -0.001019 | -0.000783 | -0.000937 | -0.000959 | -0.000697 | -0.000541 | -0.000118 | -2.2e-05 | -1e-05 | 2.4e-05 | 0.000136 | 0 | 0.000411 | 0.000897 | 0.00111 | 0.00109 | 0.001106 | 0.000735 | 0.000408 | -8.4e-05 | -0.000787 | -0.00141 | -0.002187 | -0.00307
-0.002187 | -0.002751 | -0.003498 | -0.003814 | -0.003855 | -0.003864 | -0.003644 | -0.002901 | -0.002285 | -0.001961 | -0.00167 | -0.001517 | -0.001151 | -0.00093 | -0.00092 | -0.000768 | -0.000879 | -0.000819 | -0.000678 | -0.000388 | -9.6e-05 | 1.5e-05 | 1.2e-05 | -0.000134 | 0 | 0.000436 | 0.000847 | 0.000761 | 0.000772 | 0.000946 | 0.000698 | 0.000328 | -2.4e-05 | -0.000692 | -0.001386 | -0.002186 | -0.003056
-0.002711 | -0.002978 | -0.003556 | -0.003759 | -0.003864 | -0.003914 | -0.003393 | -0.002663 | -0.002197 | -0.001794 | -0.001566 | -0.00128 | -0.000959 | -0.000922 | -0.000872 | -0.000959 | -0.000955 | -0.000737 | -0.000486 | -0.000277 | -0.000306 | -6.6e-05 | -0.000102 | -0.000197 | 0 | 0.000183 | 0.000515 | 0.000521 | 0.00063 | 0.000725 | 0.000528 | 0.000386 | -0.000123 | -0.000523 | -0.001135 | -0.001829 | -0.002625